{"text_format":"1","workbook":"xlsx","n_sheets":15,"sheets":["USBR","Start","Input Data","Flow Exceedance","Net Head Exceedance","Turbine Type","Generation","Power Exceedance","Other State","Plant Cost","BC Ratio and IRR","Results","Price Projections","Green Incentives","Templates"],"not_rendered":{"charts":3,"images":13,"macros":1,"external_links":0,"defined_names":9,"comments":6,"pivot_tables":0},"unopened":[],"bounds":{"document_bytes":16777216,"sheet_cells":100000,"rows_first":2000,"rows_last":500,"rows_between":2000,"halvings":0,"cell_chars":16384,"cell_head_chars":4096},"cells_cut":0,"cells_raw":0,"read":"whole","date_system":"1900"}

{"sheet":"USBR","index":0,"n_rows":14,"n_cols":2,"rows_kept":14,"cut":false,"hidden":false,"merged":[]}
[]
[]
[]
[]
[]
[]
[]
[]
[]
[]
[]
[]
[]
[null,"Version 2.0 (9/1/2011 Release Date)"]

{"sheet":"Start","index":1,"n_rows":42,"n_cols":21,"rows_kept":42,"cut":false,"hidden":false,"merged":[[1,4,1,11],[24,8,26,11],[41,8,43,11],[18,1,18,2],[5,1,5,2],[2,1,2,2],[3,1,3,2],[4,1,4,2],[11,8,13,11],[1,1,1,2],[7,1,7,2],[8,1,8,2]]}
["Bureau of Reclamation - Hydropower Assessment Tool - Version 2.0 "]
["Date of Analysis",null,null,null,"Read and Follow the Directions Below "]
["Facility Name ",""]
["Agency",null,null,null,null,null,null,null,null,null,null,null,null,null,null,null,null,"States","Turbine","T-Line","Answer"]
["Analysis Performed by ",null,null,null,null,null,null,null,null,null,null,null,null,null,null,null,null,"Arizona","Pelton",13.8,"Yes"]
["Project Location (State):*",null,null,null,null,null,null,null,null,null,null,null,null,null,null,null,null,"California","Francis",69,"No"]
["* If Other is selected for project location- state-specific information must be input in \"Other State\" Tab",null,null,null,null,null,null,null,null,null,null,null,null,null,null,null,null,"Colorado","Kaplan",115]
["Latitude",null,null,null,null,null,null,null,null,null,null,null,null,null,null,null,null,"Idaho","Low Head",138]
["Longitude",null,null,null,null,null,null,null,null,null,null,null,null,null,null,null,null,"Kansas"]
["Data Set",null,"yrs",null,null,null,null,null,null,null,null,null,null,null,null,null,null,"Montana"]
["Max Head ",null,"ft",null,null,null,null,null,null,null,null,null,null,null,null,null,null,"Nebraska"]
["Min Head",null,"ft",null,null,null,null,null,null,null,null,null,null,null,null,null,null,"Nevada"]
["Max Flow ",null,"cfs",null,null,null,null,null,null,null,null,null,null,null,null,null,null,"New Mexico"]
["Min Flow ",null,"cfs",null,null,null,null,null,null,null,null,null,null,null,null,null,null,"North Dakota"]
["Data Analysis:",null,null,null,null,null,null,null,null,null,null,null,null,null,null,null,null,"Oklahoma"]
["Turbine Selection Input/Analysis:",null,null,null,null,null,null,null,null,null,null,null,null,null,null,null,null,"Oregon"]
["Turbine Design Head",null,"ft",null,null,null,null,null,null,null,null,null,null,null,null,null,null,"South Dakota"]
["Turbine Maximum Flow",null,"cfs",null,null,null,null,null,null,null,null,null,null,null,null,null,null,"Texas"]
["Turbine Type",null,null,null,null,null,null,null,null,null,null,null,null,null,null,null,null,"Utah"]
["Generator Speed",null,"rpm",null,null,null,null,null,null,null,null,null,null,null,null,null,null,"Washington"]
["Max Generating Head Limit",null,"ft",null,null,null,null,null,null,null,null,null,null,null,null,null,null,"Wyoming"]
["Min Generating Head Limit",null,"ft",null,null,null,null,null,null,null,null,null,null,null,null,null,null,"Other"]
["Max Generating Flow Limit",null,"cfs"]
["Min Generating Flow Limit",null,"cfs"]
["         indicates the default/model recommended value; Value can be overridden by user"]
["Powerplant Cost Estimate Input:"]
["Transmission Voltage",null,"kV"]
["T-Line Length",null,"miles"]
["Fish and Wildlife Mitigation"]
["Recreation Mitigation"]
["Historical & Archaeological"]
["Water Quality Monitoring"]
["Fish Passage Required"]
["         indicates required user inputs"]
["         indicates the default/model recommended value; Value can be overridden by user"]
[]
["For help contact:"]
["Michael Pulskamp,"]
["Program Analyst- Power Resources Office"]
["Bureau of Reclamation"]
["303-445-2931"]
["mpulskamp@usbr.gov"]

{"sheet":"Input Data","index":2,"n_rows":13,"n_cols":9,"rows_kept":13,"cut":false,"hidden":false,"merged":[[1,1,1,4]]}
[{"$f":"Start!B3&\" - Input Data\"","v":" - Input Data"}]
["Data Source - "]
["Date\n(m/d/y)","Headwater Elevation\n(ft)","Tailwater Elevation\n(ft)","Net head\n(ft)","Flow\n(cfs)"]
[null,null,null,null,null,null,"Constant Tailwater Elevation",null,"ft"]
[]
[]
[]
[]
[null,null,null,null,null,null,"Notes for user:"]
[null,null,null,null,null,null,"1.Input daily head,tailwater elevation and flow data into columns A,B,C and E."]
[null,null,null,null,null,null,"2.If tailwater level is constant, it can be entered in cell H4.  This value will override the values entered in the Tailwater Elevation column (column C)."]
[null,null,null,null,null,null,"3.If net head data is avaialbe, it can be entered as input, and the headwater and tailwater elevations are no longer required.  Otherwise, net head will be calculated from headwater and tailwater elevations after pressing \"Preprocess Data\" button on Start tab."]
[null,null,null,null,null,null,"Note: If headwater and tailwater elevation are input, allow the model to calculate net head. Inputting a net head value with head water and tailwater data can result in an processing error."]

{"sheet":"Flow Exceedance","index":3,"n_rows":46,"n_cols":46,"rows_kept":46,"cut":false,"hidden":false,"merged":[]}
[{"$f":"Start!B3&\" - Flow Exceedance\"","v":" - Flow Exceedance"}]
[]
["Flow\n(cfs)","Date\n(m/d/y)","Point Counter","%\nExceedance"]
[]
[]
[]
[]
[null,null,null,null,null,null,null,null,null,null,null,null,null,null,null,null,null,null,null,null,null,null,null,null,null,null,null,null,null,null,null,null,null,null,null,null,null,null,null,null,null,null,null,null,800,50]
[null,null,null,null,null,null,null,null,null,null,null,null,null,null,null,null,null,null,null,null,null,null,null,null,null,null,null,null,null,null,null,null,null,null,null,null,null,null,null,null,null,null,null,null,null,160]
[]
[]
[]
[]
[]
[]
[]
[]
[]
[]
[]
[]
[]
[]
[]
[]
[]
[]
[]
[]
[]
[]
[]
[]
[]
[null,null,null,null,null,"Input Data Min / Max Values"]
[null,null,null,null,null,"Max Flow (cfs)"]
[null,null,null,null,null,"Min Flow (cfs)"]
[]
[]
[null,null,null,null,null,"Notes for user:"]
[null,null,null,null,null,"1.Flow exceedance curve chart is produced after user presses \"Produce exceedance chart\" button on start tab."]
[null,null,null,null,null,"2.Default Turbine design flow value is set at 30% exceedance according to chart above."]
[]
[null,null,null,null,null,"Use below control to change chart axis scale"]
[null,null,null,null,null,"Chart Axis Maximum (CFS)"]
[null,null,null,null,null,"Chart Axis Step Step Units (CFS)"]

{"sheet":"Net Head Exceedance","index":4,"n_rows":2118,"n_cols":10,"rows_kept":2118,"cut":false,"hidden":false,"merged":[]}
[{"$f":"Start!B3&\" - Net Head Exceedance\"","v":" - Net Head Exceedance"}]
[]
["Net Head\n(ft)","Date\n(m/d/y)","Head Water Elevation\n(ft)","Tailwater Elevation\n(ft)","Point Counter","%\nExceedance"]
[]
[]
[]
[]
[]
[]
[]
[]
[]
[]
[]
[]
[]
[]
[]
[]
[]
[]
[]
[]
[]
[]
[]
[]
[]
[]
[]
[]
[]
[]
[]
[null,null,null,null,null,null,null,"Input Data Min / Max Values"]
[null,null,null,null,null,null,null,"Max Head (ft)"]
[null,null,null,null,null,null,null,"Min Head (ft)"]
[]
[]
[null,null,null,null,null,null,null,"Notes for user:"]
[null,null,null,null,null,null,null,"1.Net head exceedance curve chart is produced after user presses \"Produce exceedance chart\" button on start tab."]
[null,null,null,null,null,null,null,"2.Default Turbine design head value is set at 30% exceedance according to chart above."]
[]
[null,null,null,null,null,null,null,"Use below control to change chart axis scale"]
[null,null,null,null,null,null,null,"Chart Axis Maximum (Ft)"]
[null,null,null,null,null,null,null,"Chart Axis Step Step Units (Ft)"]
[]
[]
[]
[]
[]
[]
[]
[]
[]
[]
[]
[]
[]
[]
[]
[]
[]
[]
[]
[]
[]
[]
[]
[]
[]
[]
[]
[]
[]
[]
[]
[]
[]
[]
[]
[]
[]
[]
[]
[]
[]
[]
[]
[]
[]
[]
[]
[]
[]
[]
[]
[]
[]
[]
[]
[]
[]
[]
[]
[]
[]
[]
[]
[]
[]
[]
[]
[]
[]
[]
[]
[]
[]
[]
[]
[]
[]
[]
[]
[]
[]
[]
[]
[]
[]
[]
[]
[]
[]
[]
[]
[]
[]
[]
[]
[]
[]
[]
[]
[]
[]
[]
[]
[]
[]
[]
[]
[]
[]
[]
[]
[]
[]
[]
[]
[]
[]
[]
[]
[]
[]
[]
[]
[]
[]
[]
[]
[]
[]
[]
[]
[]
[]
[]
[]
[]
[]
[]
[]
[]
[]
[]
[]
[]
[]
[]
[]
[]
[]
[]
[]
[]
[]
[]
[]
[]
[]
[]
[]
[]
[]
[]
[]
[]
[]
[]
[]
[]
[]
[]
[]
[]
[]
[]
[]
[]
[]
[]
[]
[]
[]
[]
[]
[]
[]
[]
[]
[]
[]
[]
[]
[]
[]
[]
[]
[]
[]
[]
[]
[]
[]
[]
[]
[]
[]
[]
[]
[]
[]
[]
[]
[]
[]
[]
[]
[]
[]
[]
[]
[]
[]
[]
[]
[]
[]
[]
[]
[]
[]
[]
[]
[]
[]
[]
[]
[]
[]
[]
[]
[]
[]
[]
[]
[]
[]
[]
[]
[]
[]
[]
[]
[]
[]
[]
[]
[]
[]
[]
[]
[]
[]
[]
[]
[]
[]
[]
[]
[]
[]
[]
[]
[]
[]
[]
[]
[]
[]
[]
[]
[]
[]
[]
[]
[]
[]
[]
[]
[]
[]
[]
[]
[]
[]
[]
[]
[]
[]
[]
[]
[]
[]
[]
[]
[]
[]
[]
[]
[]
[]
[]
[]
[]
[]
[]
[]
[]
[]
[]
[]
[]
[]
[]
[]
[]
[]
[]
[]
[]
[]
[]
[]
[]
[]
[]
[]
[]
[]
[]
[]
[]
[]
[]
[]
[]
[]
[]
[]
[]
[]
[]
[]
[]
[]
[]
[]
[]
[]
[]
[]
[]
[]
[]
[]
[]
[]
[]
[]
[]
[]
[]
[]
[]
[]
[]
[]
[]
[]
[]
[]
[]
[]
[]
[]
[]
[]
[]
[]
[]
[]
[]
[]
[]
[]
[]
[]
[]
[]
[]
[]
[]
[]
[]
[]
[]
[]
[]
[]
[]
[]
[]
[]
[]
[]
[]
[]
[]
[]
[]
[]
[]
[]
[]
[]
[]
[]
[]
[]
[]
[]
[]
[]
[]
[]
[]
[]
[]
[]
[]
[]
[]
[]
[]
[]
[]
[]
[]
[]
[]
[]
[]
[]
[]
[]
[]
[]
[]
[]
[]
[]
[]
[]
[]
[]
[]
[]
[]
[]
[]
[]
[]
[]
[]
[]
[]
[]
[]
[]
[]
[]
[]
[]
[]
[]
[]
[]
[]
[]
[]
[]
[]
[]
[]
[]
[]
[]
[]
[]
[]
[]
[]
[]
[]
[]
[]
[]
[]
[]
[]
[]
[]
[]
[]
[]
[]
[]
[]
[]
[]
[]
[]
[]
[]
[]
[]
[]
[]
[]
[]
[]
[]
[]
[]
[]
[]
[]
[]
[]
[]
[]
[]
[]
[]
[]
[]
[]
[]
[]
[]
[]
[]
[]
[]
[]
[]
[]
[]
[]
[]
[]
[]
[]
[]
[]
[]
[]
[]
[]
[]
[]
[]
[]
[]
[]
[]
[]
[]
[]
[]
[]
[]
[]
[]
[]
[]
[]
[]
[]
[]
[]
[]
[]
[]
[]
[]
[]
[]
[]
[]
[]
[]
[]
[]
[]
[]
[]
[]
[]
[]
[]
[]
[]
[]
[]
[]
[]
[]
[]
[]
[]
[]
[]
[]
[]
[]
[]
[]
[]
[]
[]
[]
[]
[]
[]
[]
[]
[]
[]
[]
[]
[]
[]
[]
[]
[]
[]
[]
[]
[]
[]
[]
[]
[]
[]
[]
[]
[]
[]
[]
[]
[]
[]
[]
[]
[]
[]
[]
[]
[]
[]
[]
[]
[]
[]
[]
[]
[]
[]
[]
[]
[]
[]
[]
[]
[]
[]
[]
[]
[]
[]
[]
[]
[]
[]
[]
[]
[]
[]
[]
[]
[]
[]
[]
[]
[]
[]
[]
[]
[]
[]
[]
[]
[]
[]
[]
[]
[]
[]
[]
[]
[]
[]
[]
[]
[]
[]
[]
[]
[]
[]
[]
[]
[]
[]
[]
[]
[]
[]
[]
[]
[]
[]
[]
[]
[]
[]
[]
[]
[]
[]
[]
[]
[]
[]
[]
[]
[]
[]
[]
[]
[]
[]
[]
[]
[]
[]
[]
[]
[]
[]
[]
[]
[]
[]
[]
[]
[]
[]
[]
[]
[]
[]
[]
[]
[]
[]
[]
[]
[]
[]
[]
[]
[]
[]
[]
[]
[]
[]
[]
[]
[]
[]
[]
[]
[]
[]
[]
[]
[]
[]
[]
[]
[]
[]
[]
[]
[]
[]
[]
[]
[]
[]
[]
[]
[]
[]
[]
[]
[]
[]
[]
[]
[]
[]
[]
[]
[]
[]
[]
[]
[]
[]
[]
[]
[]
[]
[]
[]
[]
[]
[]
[]
[]
[]
[]
[]
[]
[]
[]
[]
[]
[]
[]
[]
[]
[]
[]
[]
[]
[]
[]
[]
[]
[]
[]
[]
[]
[]
[]
[]
[]
[]
[]
[]
[]
[]
[]
[]
[]
[]
[]
[]
[]
[]
[]
[]
[]
[]
[]
[]
[]
[]
[]
[]
[]
[]
[]
[]
[]
[]
[]
[]
[]
[]
[]
[]
[]
[]
[]
[]
[]
[]
[]
[]
[]
[]
[]
[]
[]
[]
[]
[]
[]
[]
[]
[]
[]
[]
[]
[]
[]
[]
[]
[]
[]
[]
[]
[]
[]
[]
[]
[]
[]
[]
[]
[]
[]
[]
[]
[]
[]
[]
[]
[]
[]
[]
[]
[]
[]
[]
[]
[]
[]
[]
[]
[]
[]
[]
[]
[]
[]
[]
[]
[]
[]
[]
[]
[]
[]
[]
[]
[]
[]
[]
[]
[]
[]
[]
[]
[]
[]
[]
[]
[]
[]
[]
[]
[]
[]
[]
[]
[]
[]
[]
[]
[]
[]
[]
[]
[]
[]
[]
[]
[]
[]
[]
[]
[]
[]
[]
[]
[]
[]
[]
[]
[]
[]
[]
[]
[]
[]
[]
[]
[]
[]
[]
[]
[]
[]
[]
[]
[]
[]
[]
[]
[]
[]
[]
[]
[]
[]
[]
[]
[]
[]
[]
[]
[]
[]
[]
[]
[]
[]
[]
[]
[]
[]
[]
[]
[]
[]
[]
[]
[]
[]
[]
[]
[]
[]
[]
[]
[]
[]
[]
[]
[]
[]
[]
[]
[]
[]
[]
[]
[]
[]
[]
[]
[]
[]
[]
[]
[]
[]
[]
[]
[]
[]
[]
[]
[]
[]
[]
[]
[]
[]
[]
[]
[]
[]
[]
[]
[]
[]
[]
[]
[]
[]
[]
[]
[]
[]
[]
[]
[]
[]
[]
[]
[]
[]
[]
[]
[]
[]
[]
[]
[]
[]
[]
[]
[]
[]
[]
[]
[]
[]
[]
[]
[]
[]
[]
[]
[]
[]
[]
[]
[]
[]
[]
[]
[]
[]
[]
[]
[]
[]
[]
[]
[]
[]
[]
[]
[]
[]
[]
[]
[]
[]
[]
[]
[]
[]
[]
[]
[]
[]
[]
[]
[]
[]
[]
[]
[]
[]
[]
[]
[]
[]
[]
[]
[]
[]
[]
[]
[]
[]
[]
[]
[]
[]
[]
[]
[]
[]
[]
[]
[]
[]
[]
[]
[]
[]
[]
[]
[]
[]
[]
[]
[]
[]
[]
[]
[]
[]
[]
[]
[]
[]
[]
[]
[]
[]
[]
[]
[]
[]
[]
[]
[]
[]
[]
[]
[]
[]
[]
[]
[]
[]
[]
[]
[]
[]
[]
[]
[]
[]
[]
[]
[]
[]
[]
[]
[]
[]
[]
[]
[]
[]
[]
[]
[]
[]
[]
[]
[]
[]
[]
[]
[]
[]
[]
[]
[]
[]
[]
[]
[]
[]
[]
[]
[]
[]
[]
[]
[]
[]
[]
[]
[]
[]
[]
[]
[]
[]
[]
[]
[]
[]
[]
[]
[]
[]
[]
[]
[]
[]
[]
[]
[]
[]
[]
[]
[]
[]
[]
[]
[]
[]
[]
[]
[]
[]
[]
[]
[]
[]
[]
[]
[]
[]
[]
[]
[]
[]
[]
[]
[]
[]
[]
[]
[]
[]
[]
[]
[]
[]
[]
[]
[]
[]
[]
[]
[]
[]
[]
[]
[]
[]
[]
[]
[]
[]
[]
[]
[]
[]
[]
[]
[]
[]
[]
[]
[]
[]
[]
[]
[]
[]
[]
[]
[]
[]
[]
[]
[]
[]
[]
[]
[]
[]
[]
[]
[]
[]
[]
[]
[]
[]
[]
[]
[]
[]
[]
[]
[]
[]
[]
[]
[]
[]
[]
[]
[]
[]
[]
[]
[]
[]
[]
[]
[]
[]
[]
[]
[]
[]
[]
[]
[]
[]
[]
[]
[]
[]
[]
[]
[]
[]
[]
[]
[]
[]
[]
[]
[]
[]
[]
[]
[]
[]
[]
[]
[]
[]
[]
[]
[]
[]
[]
[]
[]
[]
[]
[]
[]
[]
[]
[]
[]
[]
[]
[]
[]
[]
[]
[]
[]
[]
[]
[]
[]
[]
[]
[]
[]
[]
[]
[]
[]
[]
[]
[]
[]
[]
[]
[]
[]
[]
[]
[]
[]
[]
[]
[]
[]
[]
[]
[]
[]
[]
[]
[]
[]
[]
[]
[]
[]
[]
[]
[]
[]
[]
[]
[]
[]
[]
[]
[]
[]
[]
[]
[]
[]
[]
[]
[]
[]
[]
[]
[]
[]
[]
[]
[]
[]
[]
[]
[]
[]
[]
[]
[]
[]
[]
[]
[]
[]
[]
[]
[]
[]
[]
[]
[]
[]
[]
[]
[]
[]
[]
[]
[]
[]
[]
[]
[]
[]
[]
[]
[]
[]
[]
[]
[]
[]
[]
[]
[]
[]
[]
[]
[]
[]
[]
[]
[]
[]
[]
[]
[]
[]
[]
[]
[]
[]
[]
[]
[]
[]
[]
[]
[]
[]
[]
[]
[]
[]
[]
[]
[]
[]
[]
[]
[]
[]
[]
[]
[]
[]
[]
[]
[]
[]
[]
[]
[]
[]
[]
[]
[]
[]
[]
[]
[]
[]
[]
[]
[]
[]
[]
[]
[]
[]
[]
[]
[]
[]
[]
[]
[]
[]
[]
[]
[]
[]
[]
[]
[]
[]
[]
[]
[]
[]
[]
[]
[]
[]
[]
[]
[]
[]
[]
[]
[]
[]
[]
[]
[]
[]
[]
[]
[]
[]
[]
[]
[]
[]
[]
[]
[]
[]
[]
[]
[]
[]
[]
[]
[]
[]
[]
[]
[]
[]
[]
[]
[]
[]
[]
[]
[]
[]
[]
[]
[]
[]
[]
[]
[]
[]
[]
[]
[]
[]
[]
[]
[]
[]
[]
[]
[]
[]
[]
[]
[]
[]
[]
[]
[]
[]
[]
[]
[]
[]
[]
[]
[]
[]
[]
[]
[]
[]
[]
[]
[]
[]
[]
[]
[]
[]
[]
[]
[]
[]
[]
[]
[]
[]
[]
[]
[]
[]
[]
[]
[]
[]
[]
[]
[]
[]
[]
[]
[]
[]
[]
[]
[]
[]
[]
[]
[]
[]
[]
[]
[]
[]
[]
[]
[]
[]
[]
[]
[]
[]
[]
[]
[]
[]
[]
[]
[]
[]
[]
[]
[]
[]
[]
[]
[]
[]
[]
[]
[]
[]
[]
[]
[]
[]
[]
[]
[]
[]
[]
[]
[]
[]
[]
[]
[]
[]
[]
[]
[]
[]
[]
[]
[]
[]
[]
[]
[]
[]
[]
[]
[]
[]
[]
[]
[]
[]
[]
[]
[]
[]
[]
[]
[]
[]
[]
[]
[]
[]
[]
[]
[]
[]
[]
[]
[]
[]
[]
[]
[]
[]
[]
[]
[]
[]
[]
[]
[]
[]
[]
[]
[]
[]
[]
[]
[]
[]
[]
[]
[]
[]
[]
[]
[]
[]
[]
[]
[]
[]
[]
[]
[]
[]
[]
[]
[]
[]
[]
[]
[]
[]
[]
[]
[]
[]
[]
[]
[]
[]
[]
[]
[]
[]
[]
[]
[]
[]
[]
[]
[]
[]
[]
[]
[]
[]
[]
[]
[]
[]
[]
[]
[]
[]
[]
[]
[]
[]
[]
[]
[]
[]
[]
[]
[]
[]
[]
[]
[]
[]
[]
[]
[]
[]
[]
[]
[]
[]
[]
[]
[]
[]
[]
[]
[]
[]
[]
[]
[]
[]
[]
[]
[]
[]
[]
[]
[]
[]
[]
[]
[]
[]
[]
[]
[null,null,null,null,null,null,null,null,null,"Plant sizing basis"]
[null,null,null,null,null,null,null,null,null,"Plant sizing basis"]
[null,null,null,null,null,null,null,null,null,"Plant sizing basis"]
[null,null,null,null,null,null,null,null,null,"Plant sizing basis"]
[null,null,null,null,null,null,null,null,null,"Plant sizing basis"]
[null,null,null,null,null,null,null,null,null,"Plant sizing basis"]
[null,null,null,null,null,null,null,null,null,"Plant sizing basis"]
[null,null,null,null,null,null,null,null,null,"Plant sizing basis"]
[null,null,null,null,null,null,null,null,null,"Plant sizing basis"]
[null,null,null,null,null,null,null,null,null,"Plant sizing basis"]
[null,null,null,null,null,null,null,null,null,"Plant sizing basis"]
[null,null,null,null,null,null,null,null,null,"Plant sizing basis"]
[null,null,null,null,null,null,null,null,null,"Plant sizing basis"]
[null,null,null,null,null,null,null,null,null,"Plant sizing basis"]
[null,null,null,null,null,null,null,null,null,"Plant sizing basis"]
[null,null,null,null,null,null,null,null,null,"Plant sizing basis"]
[null,null,null,null,null,null,null,null,null,"Plant sizing basis"]
[null,null,null,null,null,null,null,null,null,"Plant sizing basis"]
[null,null,null,null,null,null,null,null,null,"Plant sizing basis"]

{"sheet":"Turbine Type","index":5,"n_rows":101,"n_cols":83,"rows_kept":101,"cut":false,"hidden":false,"merged":[[80,14,92,14],[6,45,6,82],[8,43,43,43],[8,1,43,1],[6,3,6,40],[78,3,78,11],[61,16,61,24],[63,14,75,14],[47,16,47,24],[49,14,58,14],[78,16,78,24],[80,1,92,1],[47,3,47,11],[49,1,58,1],[61,3,61,11],[63,1,75,1]]}
["Turbine Type Selection Matrix and Turbine Efficiency Tables"]
[null,null,null,null,null,null,null,null,null,null,null,null,null,null,"Notes for user:"]
["Turbine Type Selection Matrix ",null,null,null,null,null,null,null,null,null,null,null,null,null,"1.Turbine type selected based on design head and flow. Selected turbine type is highlighted in yellow after pressing \"Complete Analysis Calculation\" button.",null,null,null,null,null,null,null,null,null,null,null,null,null,null,null,null,null,null,null,null,null,null,null,null,null,null,null,null,"Generator Speed Matrix"]
[null,"Design Head",null,null,"ft",null,null,null,null,null,null,null,null,null,"2.Generator speed (column AR) selected based on design head and flow. Selected generator speed is highlighted in yellow after pressing \"Complete Analysis Calculation\" button. Generator speed is used for Cost calculations shown in the Plant cost tab."]
[null,"Design flow",null,null,"cfs",null,null,null,null,null,null,null,null,null,"3.Turbine efficiency (row 47 and below) is estimated based on turbine type selected and percent design head and flow. Turbine efficiency is used to calculate monthly power generation shown in Generation tab."]
[]
[null,null,null,"Flow (cfs)",null,null,null,null,null,null,null,null,null,null,null,null,null,null,null,null,null,null,null,null,null,null,null,null,null,null,null,null,null,null,null,null,null,null,null,null,null,null,null,null,null,"Flow (cfs)"]
[null,null,null,0,10,20,30,40,50,60,70,80,90,100,200,300,400,500,600,800,1000,1200,1400,1600,1800,2000,2200,2400,2600,2800,3000,3200,3400,3600,3800,4000,4200,4400,4600,4800,5000,null,null,null,null,0,10,20,30,40,50,60,70,80,90,100,200,300,400,500,600,800,1000,1200,1400,1600,1800,2000,2200,2400,2600,2800,3000,3200,3400,3600,3800,4000,4200,4400,4600,4800,5000]
[null,"Head (ft)",0,"Low Head","Low Head","Low Head","Low Head","Low Head","Low Head","Low Head","Low Head","Low Head","Low Head","Low Head","Low Head","Kaplan","Kaplan","Kaplan","Kaplan","Kaplan","Kaplan","Kaplan","Kaplan","Kaplan","Kaplan","Kaplan","Kaplan","Kaplan","Kaplan","Kaplan","Kaplan","Kaplan","Kaplan","Kaplan","Kaplan","Kaplan","Kaplan","Kaplan","Kaplan","Kaplan","Kaplan",null,null,"Net Head (ft)",0,600,600,600,600,600,600,600,600,600,600,600,600,600,600,600,600,600,600,600,600,600,600,600,600,600,600,600,600,600,600,600,600,600,600,600,600,600,600]
[null,null,10,"Low Head","Low Head","Low Head","Low Head","Low Head","Low Head","Low Head","Low Head","Low Head","Low Head","Low Head","Kaplan","Kaplan","Kaplan","Kaplan","Kaplan","Kaplan","Kaplan","Kaplan","Kaplan","Kaplan","Kaplan","Kaplan","Kaplan","Kaplan","Kaplan","Kaplan","Kaplan","Kaplan","Kaplan","Kaplan","Kaplan","Kaplan","Kaplan","Kaplan","Kaplan","Kaplan","Kaplan",null,null,null,10,600,600,600,600,600,600,600,600,600,600,600,600,600,600,600,600,600,600,600,600,600,600,600,600,600,600,600,600,600,600,600,600,600,600,600,600,600,600]
[null,null,20,"Low Head","Low Head","Low Head","Low Head","Low Head","Low Head","Low Head","Kaplan","Kaplan","Kaplan","Kaplan","Kaplan","Kaplan","Kaplan","Kaplan","Kaplan","Kaplan","Kaplan","Kaplan","Kaplan","Kaplan","Kaplan","Kaplan","Kaplan","Kaplan","Kaplan","Kaplan","Kaplan","Kaplan","Kaplan","Kaplan","Kaplan","Kaplan","Kaplan","Kaplan","Kaplan","Kaplan","Kaplan",null,null,null,20,600,600,600,600,600,600,600,600,600,600,600,600,600,600,600,600,600,600,600,600,600,600,600,600,600,600,600,600,600,600,600,600,600,600,600,600,600,600]
[null,null,30,"Low Head","Low Head","Low Head","Low Head","Low Head","Francis","Kaplan","Kaplan","Kaplan","Kaplan","Kaplan","Kaplan","Kaplan","Kaplan","Kaplan","Kaplan","Kaplan","Kaplan","Kaplan","Kaplan","Kaplan","Kaplan","Kaplan","Kaplan","Kaplan","Kaplan","Kaplan","Kaplan","Kaplan","Kaplan","Kaplan","Kaplan","Kaplan","Kaplan","Kaplan","Kaplan","Kaplan","Kaplan",null,null,null,30,600,600,600,600,600,600,600,600,600,600,600,600,600,600,600,600,600,600,600,600,600,600,600,600,600,600,600,600,600,600,600,600,600,600,600,600,600,600]
[null,null,40,"Low Head","Low Head","Low Head","Low Head","Francis","Francis","Francis","Francis","Kaplan","Kaplan","Kaplan","Kaplan","Kaplan","Kaplan","Kaplan","Kaplan","Kaplan","Kaplan","Kaplan","Kaplan","Kaplan","Kaplan","Kaplan","Kaplan","Kaplan","Kaplan","Kaplan","Kaplan","Kaplan","Kaplan","Kaplan","Kaplan","Kaplan","Kaplan","Kaplan","Kaplan","Kaplan","Kaplan",null,null,null,40,600,600,600,600,600,600,600,600,600,600,600,600,600,600,600,600,600,600,600,600,600,600,600,600,600,600,600,600,600,600,600,600,600,600,600,600,600,600]
[null,null,50,"Low Head","Low Head","Low Head","Francis","Francis","Francis","Francis","Francis","Francis","Kaplan","Kaplan","Kaplan","Kaplan","Kaplan","Kaplan","Kaplan","Kaplan","Kaplan","Kaplan","Kaplan","Kaplan","Kaplan","Kaplan","Kaplan","Kaplan","Kaplan","Kaplan","Kaplan","Kaplan","Kaplan","Kaplan","Kaplan","Kaplan","Kaplan","Kaplan","Kaplan","Kaplan","Kaplan",null,null,null,50,600,600,600,600,600,600,600,600,600,600,600,600,600,600,300,300,300,300,200,200,200,200,180,180,180,180,120,120,120,120,120,120,120,120,120,120,120,120]
[null,null,60,"Low Head","Low Head","Low Head","Francis","Francis","Francis","Francis","Francis","Francis","Francis","Francis","Kaplan","Kaplan","Kaplan","Kaplan","Kaplan","Kaplan","Kaplan","Kaplan","Kaplan","Kaplan","Kaplan","Kaplan","Kaplan","Kaplan","Kaplan","Kaplan","Kaplan","Kaplan","Kaplan","Kaplan","Kaplan","Kaplan","Kaplan","Kaplan","Kaplan","Kaplan","Kaplan",null,null,null,60,600,600,600,600,600,600,600,600,600,600,600,600,600,600,300,300,300,300,200,200,200,200,180,180,180,180,120,120,120,120,120,120,120,120,120,120,120,120]
[null,null,70,"Low Head","Low Head","Francis","Francis","Francis","Francis","Francis","Francis","Francis","Francis","Francis","Francis","Francis","Francis","Francis","Kaplan","Kaplan","Kaplan","Kaplan","Kaplan","Kaplan","Kaplan","Kaplan","Kaplan","Kaplan","Kaplan","Kaplan","Kaplan","Kaplan","Kaplan","Kaplan","Kaplan","Kaplan","Kaplan","Kaplan","Kaplan","Kaplan","Kaplan",null,null,null,70,600,600,600,600,600,600,600,600,600,600,600,600,600,600,300,300,300,300,200,200,200,200,180,180,180,180,120,120,120,120,120,120,120,120,120,120,120,120]
[null,null,80,"Low Head","Low Head","Francis","Francis","Francis","Francis","Francis","Francis","Francis","Francis","Francis","Francis","Francis","Francis","Francis","Francis","Francis","Francis","Francis","Francis","Francis","Francis","Francis","Francis","Francis","Francis","Francis","Francis","Francis","Francis","Francis","Francis","Kaplan","Kaplan","Kaplan","Kaplan","Kaplan","Kaplan",null,null,null,80,600,600,600,600,600,600,600,600,600,600,600,600,600,600,300,300,300,300,200,200,200,200,180,180,180,180,120,120,120,120,120,120,120,120,120,120,120,120]
[null,null,90,"Low Head","Low Head","Francis","Francis","Francis","Francis","Francis","Francis","Francis","Francis","Francis","Francis","Francis","Francis","Francis","Francis","Francis","Francis","Francis","Francis","Francis","Francis","Francis","Francis","Francis","Francis","Francis","Francis","Francis","Francis","Francis","Francis","Francis","Kaplan","Kaplan","Kaplan","Kaplan","Kaplan",null,null,null,90,600,600,600,600,600,600,600,600,600,600,600,600,600,600,300,300,300,300,200,200,200,200,180,180,180,180,120,120,120,120,120,120,120,120,120,120,120,120]
[null,null,100,"Low Head","Low Head","Francis","Francis","Francis","Francis","Francis","Francis","Francis","Francis","Francis","Francis","Francis","Francis","Francis","Francis","Francis","Francis","Francis","Francis","Francis","Francis","Francis","Francis","Francis","Francis","Francis","Francis","Francis","Francis","Francis","Francis","Francis","Francis","Kaplan","Kaplan","Kaplan","Kaplan",null,null,null,100,600,600,600,600,600,600,600,600,600,600,600,600,600,600,300,300,300,300,240,240,200,200,180,180,180,180,120,120,120,120,120,120,120,120,144,144,144,144]
[null,null,200,"Low Head","Pelton","Pelton","Pelton","Francis","Francis","Francis","Francis","Francis","Francis","Francis","Francis","Francis","Francis","Francis","Francis","Francis","Francis","Francis","Francis","Francis","Francis","Francis","Francis","Francis","Francis","Francis","Francis","Francis","Francis","Francis","Francis","Francis","Francis","Francis","Francis","Francis","Francis",null,null,null,200,600,600,600,600,600,600,600,600,600,600,600,600,600,600,400,400,400,300,240,240,240,240,240,200,180,180,180,180,180,120,120,120,144,144,144,144,144,144]
[null,null,300,"Pelton","Pelton","Pelton","Pelton","Pelton","Pelton","Francis","Francis","Francis","Francis","Francis","Francis","Francis","Francis","Francis","Francis","Francis","Francis","Francis","Francis","Francis","Francis","Francis","Francis","Francis","Francis","Francis","Francis","Francis","Francis","Francis","Francis","Francis","Francis","Francis","Francis","Francis","Francis",null,null,null,300,600,600,600,600,600,600,600,600,600,600,600,600,600,600,400,400,400,360,300,240,240,240,240,200,200,200,200,200,180,180,180,180,180,144,144,144,144,144]
[null,null,400,"Pelton","Pelton","Pelton","Pelton","Pelton","Pelton","Pelton","Pelton","Francis","Francis","Francis","Francis","Francis","Francis","Francis","Francis","Francis","Francis","Francis","Francis","Francis","Francis","Francis","Francis","Francis","Francis","Francis","Francis","Francis","Francis","Francis","Francis","Francis","Francis","Francis","Francis","Francis","Francis",null,null,null,400,600,600,600,600,600,600,600,600,600,600,600,600,600,600,400,400,400,360,300,300,240,240,240,240,240,240,240,240,180,180,180,180,180,180,180,180,180,180]
[null,null,500,"Pelton","Pelton","Pelton","Pelton","Pelton","Pelton","Pelton","Pelton","Pelton","Francis","Francis","Francis","Francis","Francis","Francis","Francis","Francis","Francis","Francis","Francis","Francis","Francis","Francis","Francis","Francis","Francis","Francis","Francis","Francis","Francis","Francis","Francis","Francis","Francis","Francis","Francis","Francis","Francis",null,null,null,500,600,600,600,600,600,600,600,600,600,600,600,600,600,600,400,400,400,360,360,300,300,240,240,240,240,240,240,240,200,200,180,180,180,180,180,180,180,180]
[null,null,600,"Pelton","Pelton","Pelton","Pelton","Pelton","Pelton","Pelton","Pelton","Pelton","Pelton","Francis","Francis","Francis","Francis","Francis","Francis","Francis","Francis","Francis","Francis","Francis","Francis","Francis","Francis","Francis","Francis","Francis","Francis","Francis","Francis","Francis","Francis","Francis","Francis","Francis","Francis","Francis","Francis",null,null,null,600,600,600,600,600,600,600,600,600,600,600,600,600,600,600,400,450,400,400,360,300,300,300,240,240,240,240,240,240,200,200,180,180,180,180,180,180,180,180]
[null,null,700,"Pelton","Pelton","Pelton","Pelton","Pelton","Pelton","Pelton","Pelton","Pelton","Pelton","Pelton","Francis","Francis","Francis","Francis","Francis","Francis","Francis","Francis","Francis","Francis","Francis","Francis","Francis","Francis","Francis","Francis","Francis","Francis","Francis","Francis","Francis","Francis","Francis","Francis","Francis","Francis","Francis",null,null,null,700,600,600,600,600,600,600,600,600,600,600,600,600,600,600,400,450,450,400,360,360,300,300,300,240,240,240,240,240,240,240,200,200,180,180,180,180,180,180]
[null,null,800,"Pelton","Pelton","Pelton","Pelton","Pelton","Pelton","Pelton","Pelton","Pelton","Pelton","Pelton","Pelton","Francis","Francis","Francis","Francis","Francis","Francis","Francis","Francis","Francis","Francis","Francis","Francis","Francis","Francis","Francis","Francis","Francis","Francis","Francis","Francis","Francis","Francis","Francis","Francis","Francis","Francis",null,null,null,800,600,600,600,600,600,600,600,600,600,600,600,600,600,600,600,600,450,400,400,360,360,300,300,300,240,240,240,240,240,240,200,200,200,200,180,180,180,180]
[null,null,900,"Pelton","Pelton","Pelton","Pelton","Pelton","Pelton","Pelton","Pelton","Pelton","Pelton","Pelton","Pelton","Pelton","Francis","Francis","Francis","Francis","Francis","Francis","Francis","Francis","Francis","Francis","Francis","Francis","Francis","Francis","Francis","Francis","Francis","Francis","Francis","Francis","Francis","Francis","Francis","Francis","Francis",null,null,null,900,600,600,600,600,600,600,600,600,600,600,600,600,360,600,600,600,450,450,400,360,360,300,300,300,300,240,240,240,240,240,200,200,200,200,200,180,180,180]
[null,null,1000,"Pelton","Pelton","Pelton","Pelton","Pelton","Pelton","Pelton","Pelton","Pelton","Pelton","Pelton","Pelton","Pelton","Pelton","Francis","Francis","Francis","Francis","Francis","Francis","Francis","Francis","Francis","Francis","Francis","Francis","Francis","Francis","Francis","Francis","Francis","Francis","Francis","Francis","Francis","Francis","Francis","Francis",null,null,null,1000,600,600,600,600,600,600,600,600,600,600,600,450,360,360,600,600,600,450,400,400,360,300,300,300,300,300,240,240,240,240,240,240,240,240,200,200,200,200]
[null,null,1100,"Pelton","Pelton","Pelton","Pelton","Pelton","Pelton","Pelton","Pelton","Pelton","Pelton","Pelton","Pelton","Pelton","Pelton","Pelton","Francis","Francis","Francis","Francis","Francis","Francis","Francis","Francis","Francis","Francis","Francis","Francis","Francis","Francis","Francis","Francis","Francis","Francis","Francis","Francis","Francis","Francis","Francis",null,null,null,1100,600,600,600,600,600,600,600,600,600,600,600,450,360,360,300,600,600,450,400,400,360,360,300,300,300,300,300,240,240,240,240,240,240,240,240,200,200,200]
[null,null,1200,"Pelton","Pelton","Pelton","Pelton","Pelton","Pelton","Pelton","Pelton","Pelton","Pelton","Pelton","Pelton","Pelton","Pelton","Pelton","Pelton","Francis","Francis","Francis","Francis","Francis","Francis","Francis","Francis","Francis","Francis","Francis","Francis","Francis","Francis","Francis","Francis","Francis","Francis","Francis","Francis","Francis","Francis",null,null,null,1200,600,600,600,600,600,600,600,600,600,600,600,450,400,400,360,360,600,450,450,400,360,360,300,300,300,300,300,300,240,240,240,240,240,240,240,240,200,200]
[null,null,1300,"Pelton","Pelton","Pelton","Pelton","Pelton","Pelton","Pelton","Pelton","Pelton","Pelton","Pelton","Pelton","Pelton","Pelton","Pelton","Pelton","Pelton","Francis","Francis","Francis","Francis","Francis","Francis","Francis","Francis","Francis","Francis","Francis","Francis","Francis","Francis","Francis","Francis","Francis","Francis","Francis","Francis","Francis",null,null,null,1300,600,600,600,600,600,600,600,600,600,600,600,600,450,400,360,400,400,450,450,400,360,360,300,300,300,300,300,300,300,240,240,240,240,240,240,240,240,240]
[null,null,1400,"Pelton","Pelton","Pelton","Pelton","Pelton","Pelton","Pelton","Pelton","Pelton","Pelton","Pelton","Pelton","Pelton","Pelton","Pelton","Pelton","Pelton","Pelton","Pelton","Francis","Francis","Francis","Francis","Francis","Francis","Francis","Francis","Francis","Francis","Francis","Francis","Francis","Francis","Francis","Francis","Francis","Francis","Francis",null,null,null,1400,600,600,600,600,600,600,600,600,600,600,600,600,450,400,400,400,400,400,400,400,400,360,360,300,300,300,300,300,300,300,240,240,240,240,240,240,240,240]
[null,null,1500,"Pelton","Pelton","Pelton","Pelton","Pelton","Pelton","Pelton","Pelton","Pelton","Pelton","Pelton","Pelton","Pelton","Pelton","Pelton","Pelton","Pelton","Pelton","Pelton","Pelton","Francis","Francis","Francis","Francis","Francis","Francis","Francis","Francis","Francis","Francis","Francis","Francis","Francis","Francis","Francis","Francis","Francis","Francis",null,null,null,1500,600,600,600,600,600,600,600,600,600,600,600,600,600,400,400,400,400,400,400,300,400,360,360,300,300,300,300,300,300,300,300,240,240,240,240,240,240,240]
[null,null,1600,"Pelton","Pelton","Pelton","Pelton","Pelton","Pelton","Pelton","Pelton","Pelton","Pelton","Pelton","Pelton","Pelton","Pelton","Pelton","Pelton","Pelton","Pelton","Pelton","Pelton","Pelton","Francis","Francis","Francis","Francis","Francis","Francis","Francis","Francis","Francis","Francis","Francis","Francis","Francis","Francis","Francis","Francis","Francis",null,null,null,1600,600,600,600,600,600,600,600,600,600,600,600,600,600,450,400,450,400,400,400,300,400,360,360,360,300,300,300,300,300,300,300,240,240,240,240,240,240,240]
[null,null,1700,"Pelton","Pelton","Pelton","Pelton","Pelton","Pelton","Pelton","Pelton","Pelton","Pelton","Pelton","Pelton","Pelton","Pelton","Pelton","Pelton","Pelton","Pelton","Pelton","Pelton","Pelton","Pelton","Francis","Francis","Francis","Francis","Francis","Francis","Francis","Francis","Francis","Francis","Francis","Francis","Francis","Francis","Francis","Francis",null,null,null,1700,600,600,600,600,600,600,600,600,600,600,600,600,600,450,400,450,450,400,400,300,400,360,360,360,300,300,300,300,300,300,300,240,240,240,240,240,240,240]
[null,null,1800,"Pelton","Pelton","Pelton","Pelton","Pelton","Pelton","Pelton","Pelton","Pelton","Pelton","Pelton","Pelton","Pelton","Pelton","Pelton","Pelton","Pelton","Pelton","Pelton","Pelton","Pelton","Pelton","Pelton","Francis","Francis","Francis","Francis","Francis","Francis","Francis","Francis","Francis","Francis","Francis","Francis","Francis","Francis","Francis",null,null,null,1800,600,600,600,600,600,600,600,600,600,600,600,600,600,450,450,450,450,400,400,360,400,360,450,360,360,360,300,300,300,300,300,300,240,240,240,240,240,240]
[null,null,1900,"Pelton","Pelton","Pelton","Pelton","Pelton","Pelton","Pelton","Pelton","Pelton","Pelton","Pelton","Pelton","Pelton","Pelton","Pelton","Pelton","Pelton","Pelton","Pelton","Pelton","Pelton","Pelton","Pelton","Pelton","Francis","Francis","Francis","Francis","Francis","Francis","Francis","Francis","Francis","Francis","Francis","Francis","Francis","Francis",null,null,null,1900,600,600,600,600,600,600,600,600,600,600,600,600,600,450,450,450,450,450,400,360,400,360,450,360,360,360,300,300,300,300,300,300,240,240,240,240,240,240]
[null,null,2000,"Pelton","Pelton","Pelton","Pelton","Pelton","Pelton","Pelton","Pelton","Pelton","Pelton","Pelton","Pelton","Pelton","Pelton","Pelton","Pelton","Pelton","Pelton","Pelton","Pelton","Pelton","Pelton","Pelton","Pelton","Pelton","Francis","Francis","Francis","Francis","Francis","Francis","Francis","Francis","Francis","Francis","Francis","Francis","Francis",null,null,null,2000,600,600,600,600,600,600,600,600,600,600,600,600,600,600,450,450,450,450,450,400,400,400,450,360,450,360,300,300,300,300,300,300,300,240,240,240,240,240]
[null,null,2100,"Pelton","Pelton","Pelton","Pelton","Pelton","Pelton","Pelton","Pelton","Pelton","Pelton","Pelton","Pelton","Pelton","Pelton","Pelton","Pelton","Pelton","Pelton","Pelton","Pelton","Pelton","Pelton","Pelton","Pelton","Pelton","Pelton","Francis","Francis","Francis","Francis","Francis","Francis","Francis","Francis","Francis","Francis","Francis","Francis",null,null,null,2100,600,600,600,600,600,600,600,600,600,600,600,600,600,600,450,450,450,450,450,400,450,400,450,400,450,450,300,300,300,300,300,300,300,300,240,240,240,240]
[null,null,2200,"Pelton","Pelton","Pelton","Pelton","Pelton","Pelton","Pelton","Pelton","Pelton","Pelton","Pelton","Pelton","Pelton","Pelton","Pelton","Pelton","Pelton","Pelton","Pelton","Pelton","Pelton","Pelton","Pelton","Pelton","Pelton","Pelton","Pelton","Francis","Francis","Francis","Francis","Francis","Francis","Francis","Francis","Francis","Francis","Francis",null,null,null,2200,600,600,600,600,600,600,600,600,600,600,600,600,600,600,450,450,450,450,450,400,450,400,450,400,450,450,450,300,300,300,300,300,300,300,300,240,240,240]
[null,null,2300,"Pelton","Pelton","Pelton","Pelton","Pelton","Pelton","Pelton","Pelton","Pelton","Pelton","Pelton","Pelton","Pelton","Pelton","Pelton","Pelton","Pelton","Pelton","Pelton","Pelton","Pelton","Pelton","Pelton","Pelton","Pelton","Pelton","Pelton","Pelton","Francis","Francis","Francis","Francis","Francis","Francis","Francis","Francis","Francis","Francis",null,null,null,2300,600,600,600,600,600,600,600,600,600,600,600,600,600,600,450,450,450,450,450,400,450,400,450,450,450,450,450,450,300,300,300,300,300,300,300,240,240,240]
[null,null,2400,"Pelton","Pelton","Pelton","Pelton","Pelton","Pelton","Pelton","Pelton","Pelton","Pelton","Pelton","Pelton","Pelton","Pelton","Pelton","Pelton","Pelton","Pelton","Pelton","Pelton","Pelton","Pelton","Pelton","Pelton","Pelton","Pelton","Pelton","Pelton","Pelton","Francis","Francis","Francis","Francis","Francis","Francis","Francis","Francis","Francis",null,null,null,2400,600,600,600,600,600,600,600,600,600,600,600,600,600,600,600,450,450,450,450,450,450,450,600,450,450,450,450,600,450,300,300,300,300,300,300,300,240,240]
[null,null,2500,"Pelton","Pelton","Pelton","Pelton","Pelton","Pelton","Pelton","Pelton","Pelton","Pelton","Pelton","Pelton","Pelton","Pelton","Pelton","Pelton","Pelton","Pelton","Pelton","Pelton","Pelton","Pelton","Pelton","Pelton","Pelton","Pelton","Pelton","Pelton","Pelton","Pelton","Francis","Francis","Francis","Francis","Francis","Francis","Francis","Francis",null,null,null,2500,600,600,600,600,600,600,600,600,600,600,600,600,600,600,600,450,450,450,450,450,450,450,600,450,450,450,450,600,450,450,300,300,300,300,300,300,240,240]
[null,null,2600,"Pelton","Pelton","Pelton","Pelton","Pelton","Pelton","Pelton","Pelton","Pelton","Pelton","Pelton","Pelton","Pelton","Pelton","Pelton","Pelton","Pelton","Pelton","Pelton","Pelton","Pelton","Pelton","Pelton","Pelton","Pelton","Pelton","Pelton","Pelton","Pelton","Pelton","Pelton","Francis","Francis","Francis","Francis","Francis","Francis","Francis",null,null,null,2600,600,600,600,600,600,600,600,600,600,600,600,600,600,600,600,450,450,450,450,450,450,450,600,450,450,450,450,600,450,450,600,300,300,300,300,300,240,240]
[]
[]
["Pelton Turbine Efficiency (%) Table",null,null,null,null,null,null,null,null,null,null,null,null,"Pelton Turbine Efficiency Table (Site Head & Flow)"]
[null,null,null,"Percent Maximum Flow",null,null,null,null,null,null,null,null,null,null,null,null,"Flow (CFS)"]
[null,null,null,20,30,40,50,60,70,80,90,100,null,null,null,null,52.8,79.2,105.6,132,158.4,184.8,211.2,237.6,264]
[null,"Percent Design Head",110,89.5,89.5,89.5,89.5,89.5,89.5,89.5,89,89,null,null,"Project Head (ft) ",189.81599731445311,89.5,89.5,89.5,89.5,89.5,89.5,89.5,89,89]
[null,null,105,89.5,90,90,90,90,90,90,89.5,89,null,null,null,181.18799743652343,89.5,90,90,90,90,90,90,89.5,89]
[null,null,100,90,90.5,90.5,90.5,90.5,90.5,90.5,90,89.5,null,null,null,172.55999755859375,90,90.5,90.5,90.5,90.5,90.5,90.5,90,89.5]
[null,null,95,90.5,91,91,91,91,91,90.5,90,89.5,null,null,null,163.93199768066407,90.5,91,91,91,91,91,90.5,90,89.5]
[null,null,90,90,91,91,91.5,91.5,91,91,90.5,89.5,null,null,null,155.30399780273439,90,91,91,91.5,91.5,91,91,90.5,89.5]
[null,null,85,89.5,91,91,91.5,91.5,91,91,90,89.5,null,null,null,146.67599792480468,89.5,91,91,91.5,91.5,91,91,90,89.5]
[null,null,80,89,91,91,91,91.5,91,90.5,90,89.5,null,null,null,138.04799804687499,89,91,91,91,91.5,91,90.5,90,89.5]
[null,null,75,89,91.5,90.5,90.5,91,90.5,90,89.5,87,null,null,null,129.41999816894531,89,91.5,90.5,90.5,91,90.5,90,89.5,87]
[null,null,70,88,89.5,89.5,89.5,89.5,89.5,88,87,86,null,null,null,120.79199829101563,88,89.5,89.5,89.5,89.5,89.5,88,87,86]
[null,null,65,87,87,87,87,87,88,87,86,85,null,null,null,112.16399841308593,87,87,87,87,87,88,87,86,85]
[]
["Francis Turbine Efficiency (%) Table",null,null,null,null,null,null,null,null,null,null,null,null,"Francis Turbine Efficiency Table (Site Head and Flow)"]
[null,null,null,"Percent Maximum Flow",null,null,null,null,null,null,null,null,null,null,null,null,"Flow (CFS)"]
[null,null,null,20,30,40,50,60,70,80,90,100,null,null,null,null,52.8,79.2,105.6,132,158.4,184.8,211.2,237.6,264]
[null,"Percent Design Head",125,64,70,76,81,85.5,88.5,90.5,90.5,89,null,null,"Project Head (ft) ",215.69999694824219,64,70,76,81,85.5,88.5,90.5,90.5,89]
[null,null,120,64,71,72,82.5,86.5,89.5,91,91,89,null,null,null,207.07199707031251,64,71,72,82.5,86.5,89.5,91,91,89]
[null,null,115,66,72,78.5,83.5,87.5,90,92,91,89,null,null,null,198.44399719238282,66,72,78.5,83.5,87.5,90,92,91,89]
[null,null,110,67,73,79.5,84,88,90.5,92,91,89,null,null,null,189.81599731445311,67,73,79.5,84,88,90.5,92,91,89]
[null,null,105,67,74,80,84.5,88,91,92.5,91,89,null,null,null,181.18799743652343,67,74,80,84.5,88,91,92.5,91,89]
[null,null,100,68,74,80,85,88.5,91,92.5,91,89,null,null,null,172.55999755859375,68,74,80,85,88.5,91,92.5,91,89]
[null,null,95,68,74.5,80,85,88.5,92,92,90.5,88,null,null,null,163.93199768066407,68,74.5,80,85,88.5,92,92,90.5,88]
[null,null,90,68,74.5,80,85,89,91,91.5,90,88,null,null,null,155.30399780273439,68,74.5,80,85,89,91,91.5,90,88]
[null,null,85,68,74,80,85,88.5,91,90.5,89,87,null,null,null,146.67599792480468,68,74,80,85,88.5,91,90.5,89,87]
[null,null,80,67,73.5,79,84,88,90.5,90,88,86,null,null,null,138.04799804687499,67,73.5,79,84,88,90.5,90,88,86]
[null,null,75,66,72,77,82.5,86.5,89,86,86,85,null,null,null,129.41999816894531,66,72,77,82.5,86.5,89,86,86,85]
[null,null,70,65,70,74,79,83,85,84,80,80,null,null,null,120.79199829101563,65,70,74,79,83,85,84,80,80]
[null,null,65,64,66,71,75,78,80,78,76,75,null,null,null,112.16399841308593,64,66,71,75,78,80,78,76,75]
[]
["Kaplan Turbine Efficiency (%) Table",null,null,null,null,null,null,null,null,null,null,null,null,"Kaplan Turbine Efficiency Table (Site Head and Flow)"]
[null,null,null,"Percent Maximum Flow",null,null,null,null,null,null,null,null,null,null,null,null,"Flow (CFS)"]
[null,null,null,20,30,40,50,60,70,80,90,100,null,null,null,null,52.8,79.2,105.6,132,158.4,184.8,211.2,237.6,264]
[null,"Percent Design Head",125,75,85,90,91.5,91.5,91.5,91.5,91,88,null,null,"Project Head (ft) ",215.69999694824219,75,85,90,91.5,91.5,91.5,91.5,91,88]
[null,null,120,75,86,90,91.5,91.5,91.5,91.5,91,88,null,null,null,207.07199707031251,75,86,90,91.5,91.5,91.5,91.5,91,88]
[null,null,115,76,87,90.5,91.5,91.5,91.5,91.5,90.5,88,null,null,null,198.44399719238282,76,87,90.5,91.5,91.5,91.5,91.5,90.5,88]
[null,null,110,76,87,90.5,91.5,91.5,91.5,91.5,90.5,88,null,null,null,189.81599731445311,76,87,90.5,91.5,91.5,91.5,91.5,90.5,88]
[null,null,105,77,87,90.5,91.5,91.5,91.5,91.5,90.5,88,null,null,null,181.18799743652343,77,87,90.5,91.5,91.5,91.5,91.5,90.5,88]
[null,null,100,77,88,90.5,91.5,92,91.5,91,90,88,null,null,null,172.55999755859375,77,88,90.5,91.5,92,91.5,91,90,88]
[null,null,95,77,88,90.5,91.5,92,91.5,91,90,88,null,null,null,163.93199768066407,77,88,90.5,91.5,92,91.5,91,90,88]
[null,null,90,77,87,90.5,91.5,92,91.5,90.5,89,87,null,null,null,155.30399780273439,77,87,90.5,91.5,92,91.5,90.5,89,87]
[null,null,85,77,87,90,91.5,91.5,91,90,89,86,null,null,null,146.67599792480468,77,87,90,91.5,91.5,91,90,89,86]
[null,null,80,77,86,90,91,91,91,90,88,86,null,null,null,138.04799804687499,77,86,90,91,91,91,90,88,86]
[null,null,75,76,86,89,90.5,90.5,90,89,87,85,null,null,null,129.41999816894531,76,86,89,90.5,90.5,90,89,87,85]
[null,null,70,75,85,88,90,90,89,88,86.5,84,null,null,null,120.79199829101563,75,85,88,90,90,89,88,86.5,84]
[null,null,65,75,84,87,88,88,88,86.5,85,83,null,null,null,112.16399841308593,75,84,87,88,88,88,86.5,85,83]
[]
["Low Head Turbine Efficiency"]
[]
[null,"Efficiency",null,75,"%, Constant"]
[null,"Max Head Ratio",null,125,"%"]
[null,"Min Head Ratio",null,65,"%"]
[null,"Max Flow Ratio",null,100,"%"]
[null,"Min Flow Ratio",null,20,"%"]

{"sheet":"Generation","index":6,"n_rows":10614,"n_cols":19,"rows_kept":10614,"cut":false,"hidden":false,"merged":[[16,14,17,17]]}
[{"$f":"Start!B3&\" - Generation\"","v":" - Generation"},null,null,null,5,{"$f":"E1+1","v":6},{"$f":"F1+1","v":7},8,9,10,11,12,13,14,15,16,17,18,19]
[]
["Date\n(m/d/y)","Head Water Elevation\n(ft)","Tailwater Elevation\n(ft)","Net head\n(ft)","Flow\n(cfs)",null,null,null,"Notes","Generating Head\n(ft)","Generating Flow\n(cfs)","Power\n(kW)","Day Energy\n(kWH)",null,"Plant Generation Summary:"]
[null,null,null,null,null,null,null,null,null,null,null,null,null,null,"Plant Design Capacity  (kW)"]
[null,null,null,null,null,null,null,null,null,null,null,null,null,null,"Number of Data"]
[null,null,null,null,null,null,null,null,null,null,null,null,null,null,"Data Years"]
[null,null,null,null,null,null,null,null,null,null,null,null,null,null,"Total Data Period Energy (kWH)"]
[null,null,null,null,null,null,null,null,null,null,null,null,null,null,"Average Plant Capacity (kW)"]
[null,null,null,null,null,null,null,null,null,null,null,null,null,null,"Plant Peak Capacity (kW)"]
[null,null,null,null,null,null,null,null,null,null,null,null,null,null,"Plant Factor"]
[]
[]
[]
[]
[]
[]
[null,null,null,null,null,null,null,null,null,null,null,null,null,null,"Plant Monthly Generation:"]
[]
[null,null,null,null,null,null,null,null,null,null,null,null,null,null,null,"Days","Average","Average"]
[null,null,null,null,null,null,null,null,null,null,null,null,null,null,"Months","with","Capacity","Energy"]
[null,null,null,null,null,null,null,null,null,null,null,null,null,null,null,"Data","(kW)","(MWH)"]
[null,null,null,null,null,null,null,null,null,null,null,null,null,null,"January"]
[null,null,null,null,null,null,null,null,null,null,null,null,null,null,"February*"]
[null,null,null,null,null,null,null,null,null,null,null,null,null,null,"March"]
[null,null,null,null,null,null,null,null,null,null,null,null,null,null,"April"]
[null,null,null,null,null,null,null,null,null,null,null,null,null,null,"May"]
[null,null,null,null,null,null,null,null,null,null,null,null,null,null,"June"]
[null,null,null,null,null,null,null,null,null,null,null,null,null,null,"July"]
[null,null,null,null,null,null,null,null,null,null,null,null,null,null,"August"]
[null,null,null,null,null,null,null,null,null,null,null,null,null,null,"September"]
[null,null,null,null,null,null,null,null,null,null,null,null,null,null,"October"]
[null,null,null,null,null,null,null,null,null,null,null,null,null,null,"November"]
[null,null,null,null,null,null,null,null,null,null,null,null,null,null,"December"]
[null,null,null,null,null,null,null,null,null,null,null,null,null,null,"Annual*"]
[null,null,null,null,null,null,null,null,null,null,null,null,null,null,"* For non-leap year"]
[]
[]
[]
[null,null,null,null,null,null,null,null,null,null,null,null,null,null,"Notes for user:"]
[null,null,null,null,null,null,null,null,null,null,null,null,null,null,"1.Plant Generation Summary and Monthly Generation is calculated after pressing \"Complete Analysis Calculation\" button."]
[null,null,null,null,null,null,null,null,null,null,null,null,null,null,"2.Total Data Period Energy in Cell S7 increases as model is running.When calculations are complete, Results will be shown on the screen."]
[null,null,null,null,null,null,null,null,null,null,null,null,null,null,"3.Suggest not navigating through model during the calculation process."]
[]
[]
[]
[]
[]
[]
[]
[]
[]
[]
[]
[]
[]
[]
[]
[]
[]
[]
[]
[]
[]
[]
[]
[]
[]
[]
[]
[]
[]
[]
[]
[]
[]
[]
[]
[]
[]
[]
[]
[]
[]
[]
[]
[]
[]
[]
[]
[]
[]
[]
[]
[]
[]
[]
[]
[]
[]
[]
[]
[]
[]
[]
[]
[]
[]
[]
[]
[]
[]
[]
[]
[]
[]
[]
[]
[]
[]
[]
[]
[]
[]
[]
[]
[]
[]
[]
[]
[]
[]
[]
[]
[]
[]
[]
[]
[]
[]
[]
[]
[]
[]
[]
[]
[]
[]
[]
[]
[]
[]
[]
[]
[]
[]
[]
[]
[]
[]
[]
[]
[]
[]
[]
[]
[]
[]
[]
[]
[]
[]
[]
[]
[]
[]
[]
[]
[]
[]
[]
[]
[]
[]
[]
[]
[]
[]
[]
[]
[]
[]
[]
[]
[]
[]
[]
[]
[]
[]
[]
[]
[]
[]
[]
[]
[]
[]
[]
[]
[]
[]
[]
[]
[]
[]
[]
[]
[]
[]
[]
[]
[]
[]
[]
[]
[]
[]
[]
[]
[]
[]
[]
[]
[]
[]
[]
[]
[]
[]
[]
[]
[]
[]
[]
[]
[]
[]
[]
[]
[]
[]
[]
[]
[]
[]
[]
[]
[]
[]
[]
[]
[]
[]
[]
[]
[]
[]
[]
[]
[]
[]
[]
[]
[]
[]
[]
[]
[]
[]
[]
[]
[]
[]
[]
[]
[]
[]
[]
[]
[]
[]
[]
[]
[]
[]
[]
[]
[]
[]
[]
[]
[]
[]
[]
[]
[]
[]
[]
[]
[]
[]
[]
[]
[]
[]
[]
[]
[]
[]
[]
[]
[]
[]
[]
[]
[]
[]
[]
[]
[]
[]
[]
[]
[]
[]
[]
[]
[]
[]
[]
[]
[]
[]
[]
[]
[]
[]
[]
[]
[]
[]
[]
[]
[]
[]
[]
[]
[]
[]
[]
[]
[]
[]
[]
[]
[]
[]
[]
[]
[]
[]
[]
[]
[]
[]
[]
[]
[]
[]
[]
[]
[]
[]
[]
[]
[]
[]
[]
[]
[]
[]
[]
[]
[]
[]
[]
[]
[]
[]
[]
[]
[]
[]
[]
[]
[]
[]
[]
[]
[]
[]
[]
[]
[]
[]
[]
[]
[]
[]
[]
[]
[]
[]
[]
[]
[]
[]
[]
[]
[]
[]
[]
[]
[]
[]
[]
[]
[]
[]
[]
[]
[]
[]
[]
[]
[]
[]
[]
[]
[]
[]
[]
[]
[]
[]
[]
[]
[]
[]
[]
[]
[]
[]
[]
[]
[]
[]
[]
[]
[]
[]
[]
[]
[]
[]
[]
[]
[]
[]
[]
[]
[]
[]
[]
[]
[]
[]
[]
[]
[]
[]
[]
[]
[]
[]
[]
[]
[]
[]
[]
[]
[]
[]
[]
[]
[]
[]
[]
[]
[]
[]
[]
[]
[]
[]
[]
[]
[]
[]
[]
[]
[]
[]
[]
[]
[]
[]
[]
[]
[]
[]
[]
[]
[]
[]
[]
[]
[]
[]
[]
[]
[]
[]
[]
[]
[]
[]
[]
[]
[]
[]
[]
[]
[]
[]
[]
[]
[]
[]
[]
[]
[]
[]
[]
[]
[]
[]
[]
[]
[]
[]
[]
[]
[]
[]
[]
[]
[]
[]
[]
[]
[]
[]
[]
[]
[]
[]
[]
[]
[]
[]
[]
[]
[]
[]
[]
[]
[]
[]
[]
[]
[]
[]
[]
[]
[]
[]
[]
[]
[]
[]
[]
[]
[]
[]
[]
[]
[]
[]
[]
[]
[]
[]
[]
[]
[]
[]
[]
[]
[]
[]
[]
[]
[]
[]
[]
[]
[]
[]
[]
[]
[]
[]
[]
[]
[]
[]
[]
[]
[]
[]
[]
[]
[]
[]
[]
[]
[]
[]
[]
[]
[]
[]
[]
[]
[]
[]
[]
[]
[]
[]
[]
[]
[]
[]
[]
[]
[]
[]
[]
[]
[]
[]
[]
[]
[]
[]
[]
[]
[]
[]
[]
[]
[]
[]
[]
[]
[]
[]
[]
[]
[]
[]
[]
[]
[]
[]
[]
[]
[]
[]
[]
[]
[]
[]
[]
[]
[]
[]
[]
[]
[]
[]
[]
[]
[]
[]
[]
[]
[]
[]
[]
[]
[]
[]
[]
[]
[]
[]
[]
[]
[]
[]
[]
[]
[]
[]
[]
[]
[]
[]
[]
[]
[]
[]
[]
[]
[]
[]
[]
[]
[]
[]
[]
[]
[]
[]
[]
[]
[]
[]
[]
[]
[]
[]
[]
[]
[]
[]
[]
[]
[]
[]
[]
[]
[]
[]
[]
[]
[]
[]
[]
[]
[]
[]
[]
[]
[]
[]
[]
[]
[]
[]
[]
[]
[]
[]
[]
[]
[]
[]
[]
[]
[]
[]
[]
[]
[]
[]
[]
[]
[]
[]
[]
[]
[]
[]
[]
[]
[]
[]
[]
[]
[]
[]
[]
[]
[]
[]
[]
[]
[]
[]
[]
[]
[]
[]
[]
[]
[]
[]
[]
[]
[]
[]
[]
[]
[]
[]
[]
[]
[]
[]
[]
[]
[]
[]
[]
[]
[]
[]
[]
[]
[]
[]
[]
[]
[]
[]
[]
[]
[]
[]
[]
[]
[]
[]
[]
[]
[]
[]
[]
[]
[]
[]
[]
[]
[]
[]
[]
[]
[]
[]
[]
[]
[]
[]
[]
[]
[]
[]
[]
[]
[]
[]
[]
[]
[]
[]
[]
[]
[]
[]
[]
[]
[]
[]
[]
[]
[]
[]
[]
[]
[]
[]
[]
[]
[]
[]
[]
[]
[]
[]
[]
[]
[]
[]
[]
[]
[]
[]
[]
[]
[]
[]
[]
[]
[]
[]
[]
[]
[]
[]
[]
[]
[]
[]
[]
[]
[]
[]
[]
[]
[]
[]
[]
[]
[]
[]
[]
[]
[]
[]
[]
[]
[]
[]
[]
[]
[]
[]
[]
[]
[]
[]
[]
[]
[]
[]
[]
[]
[]
[]
[]
[]
[]
[]
[]
[]
[]
[]
[]
[]
[]
[]
[]
[]
[]
[]
[]
[]
[]
[]
[]
[]
[]
[]
[]
[]
[]
[]
[]
[]
[]
[]
[]
[]
[]
[]
[]
[]
[]
[]
[]
[]
[]
[]
[]
[]
[]
[]
[]
[]
[]
[]
[]
[]
[]
[]
[]
[]
[]
[]
[]
[]
[]
[]
[]
[]
[]
[]
[]
[]
[]
[]
[]
[]
[]
[]
[]
[]
[]
[]
[]
[]
[]
[]
[]
[]
[]
[]
[]
[]
[]
[]
[]
[]
[]
[]
[]
[]
[]
[]
[]
[]
[]
[]
[]
[]
[]
[]
[]
[]
[]
[]
[]
[]
[]
[]
[]
[]
[]
[]
[]
[]
[]
[]
[]
[]
[]
[]
[]
[]
[]
[]
[]
[]
[]
[]
[]
[]
[]
[]
[]
[]
[]
[]
[]
[]
[]
[]
[]
[]
[]
[]
[]
[]
[]
[]
[]
[]
[]
[]
[]
[]
[]
[]
[]
[]
[]
[]
[]
[]
[]
[]
[]
[]
[]
[]
[]
[]
[]
[]
[]
[]
[]
[]
[]
[]
[]
[]
[]
[]
[]
[]
[]
[]
[]
[]
[]
[]
[]
[]
[]
[]
[]
[]
[]
[]
[]
[]
[]
[]
[]
[]
[]
[]
[]
[]
[]
[]
[]
[]
[]
[]
[]
[]
[]
[]
[]
[]
[]
[]
[]
[]
[]
[]
[]
[]
[]
[]
[]
[]
[]
[]
[]
[]
[]
[]
[]
[]
[]
[]
[]
[]
[]
[]
[]
[]
[]
[]
[]
[]
[]
[]
[]
[]
[]
[]
[]
[]
[]
[]
[]
[]
[]
[]
[]
[]
[]
[]
[]
[]
[]
[]
[]
[]
[]
[]
[]
[]
[]
[]
[]
[]
[]
[]
[]
[]
[]
[]
[]
[]
[]
[]
[]
[]
[]
[]
[]
[]
[]
[]
[]
[]
[]
[]
[]
[]
[]
[]
[]
[]
[]
[]
[]
[]
[]
[]
[]
[]
[]
[]
[]
[]
[]
[]
[]
[]
[]
[]
[]
[]
[]
[]
[]
[]
[]
[]
[]
[]
[]
[]
[]
[]
[]
[]
[]
[]
[]
[]
[]
[]
[]
[]
[]
[]
[]
[]
[]
[]
[]
[]
[]
[]
[]
[]
[]
[]
[]
[]
[]
[]
[]
[]
[]
[]
[]
[]
[]
[]
[]
[]
[]
[]
[]
[]
[]
[]
[]
[]
[]
[]
[]
[]
[]
[]
[]
[]
[]
[]
[]
[]
[]
[]
[]
[]
[]
[]
[]
[]
[]
[]
[]
[]
[]
[]
[]
[]
[]
[]
[]
[]
[]
[]
[]
[]
[]
[]
[]
[]
[]
[]
[]
[]
[]
[]
[]
[]
[]
[]
[]
[]
[]
[]
[]
[]
[]
[]
[]
[]
[]
[]
[]
[]
[]
[]
[]
[]
[]
[]
[]
[]
[]
[]
[]
[]
[]
[]
[]
[]
[]
[]
[]
[]
[]
[]
[]
[]
[]
[]
[]
[]
[]
[]
[]
[]
[]
[]
[]
[]
[]
[]
[]
[]
[]
[]
[]
[]
[]
[]
[]
[]
[]
[]
[]
[]
[]
[]
[]
[]
[]
[]
[]
[]
[]
[]
[]
[]
[]
[]
[]
[]
[]
[]
[]
[]
[]
[]
[]
[]
[]
[]
[]
[]
[]
[]
[]
[]
[]
[]
[]
[]
[]
[]
[]
[]
[]
[]
[]
[]
[]
[]
[]
[]
[]
[]
[]
[]
[]
[]
[]
[]
[]
[]
[]
[]
[]
[]
[]
[]
[]
[]
[]
[]
[]
[]
[]
[]
[]
[]
[]
[]
[]
[]
[]
[]
[]
[]
[]
[]
[]
[]
[]
[]
[]
[]
[]
[]
[]
[]
[]
[]
[]
[]
[]
[]
[]
[]
[]
[]
[]
[]
[]
[]
[]
[]
[]
[]
[]
[]
[]
[]
[]
[]
[]
[]
[]
[]
[]
[]
[]
[]
[]
[]
[]
[]
[]
[]
[]
[]
[]
[]
[]
[]
[]
[]
[]
[]
[]
[]
[]
[]
[]
[]
[]
[]
[]
[]
[]
[]
[]
[]
[]
[]
[]
[]
[]
[]
[]
[]
[]
[]
[]
[]
[]
[]
[]
[]
[]
[]
[]
[]
[]
[]
[]
[]
[]
[]
[]
[]
[]
[]
[]
[]
[]
[]
[]
[]
[]
[]
[]
[]
[]
[]
[]
[]
[]
[]
[]
[]
[]
[]
[]
[]
[]
[]
[]
[]
[]
[]
[]
[]
[]
[]
[]
[]
[]
[]
[]
[]
[]
[]
[]
[]
[]
[]
[]
[]
[]
[]
[]
[]
[]
[]
[]
[]
[]
[]
[]
[]
[]
[]
[]
[]
[]
[]
[]
[]
[]
[]
[]
[]
[]
[]
[]
[]
[]
[]
[]
[]
[]
[]
[]
[]
[]
[]
[]
[]
[]
[]
[]
[]
[]
[]
[]
[]
[]
[]
[]
[]
[]
[]
[]
[]
[]
[]
[]
[]
[]
[]
[]
[]
[]
[]
[]
[]
[]
[]
[]
[]
[]
[]
[]
[]
[]
[]
[]
[]
[]
[]
[]
[]
[]
[]
[]
[]
[]
[]
[]
[]
[]
[]
[]
[]
[]
[]
[]
[]
[]
[]
[]
[]
[]
[]
[]
[]
[]
[]
[]
[]
[]
[]
[]
[]
[]
[]
[]
[]
[]
[]
[]
[]
[]
[]
[]
[]
[]
[]
[]
[]
[]
[]
[]
[]
[]
[]
[]
[]
[]
[]
[]
[]
[]
[]
[]
[]
[]
[]
[]
[]
[]
[]
[]
[]
[]
[]
[]
[]
[]
[]
[]
[]
[]
[]
[]
[]
[]
[]
[]
[]
[]
[]
[]
[]
[]
[]
[]
[]
[]
[]
[]
[]
[]
[]
[]
[]
[]
[]
[]
[]
[]
[]
[]
[]
[]
[]
[]
[]
[]
[]
[]
[]
[]
[]
[]
[]
[]
[]
[]
[]
[]
[]
[]
[]
[]
[]
[]
[]
[]
[]
[]
[]
[]
[]
[]
[]
[]
[]
[]
[]
[]
[]
[]
[]
[]
[]
[]
[]
[]
[]
[]
[]
[]
[]
[]
[]
[]
[]
[]
[]
[]
[]
[]
[]
[]
[]
[]
[]
[]
[]
[]
[]
[]
[]
[]
[]
[]
[]
[]
[]
[]
[]
[]
[]
[]
[]
[]
[]
[]
[]
[]
[]
[]
[]
[]
[]
[]
[]
[]
[]
[]
[]
[]
[]
[]
[]
[]
[]
[]
[]
[]
[]
[]
[]
[]
[]
[]
[]
[]
[]
[]
[]
[]
[]
[]
[]
[]
[]
[]
[]
[]
[]
[]
[]
[]
[]
[]
[]
[]
[]
[]
[]
[]
[]
[]
[]
[]
[]
[]
[]
[]
[]
[]
[]
[]
[]
[]
[]
[]
[]
[]
[]
[]
[]
[]
[]
[]
[]
[]
[]
[]
[]
[]
[]
[]
[]
[]
[]
[]
[]
[]
[]
[]
[]
[]
[]
[]
[]
[]
[]
[]
[]
[]
[]
[]
[]
[]
[]
[]
[]
[]
[]
[]
[]
[]
[]
[]
[]
[]
[]
[]
[]
[]
[]
[]
[]
[]
[]
[]
[]
[]
[]
[]
[]
[]
[]
[]
[]
[]
[]
[]
[]
[]
[]
[]
[]
[]
[]
[]
[]
[]
[]
[]
[]
[]
[]
[]
[]
[]
[]
[]
[]
[]
[]
[]
[]
[]
[]
[]
[]
[]
[]
[]
[]
[]
[]
[]
[]
[]
[]
[]
[]
[]
[]
[]
[]
[]
[]
[]
[]
[]
[]
[]
[]
[]
[]
[]
[]
[]
[]
[]
[]
[]
[]
[]
[]
[]
[]
[]
[]
[]
[]
[]
[]
[]
[]
[]
[]
[]
[]
[]
[]
[]
[]
[]
[]
[]
[]
[]
[]
[]
[]
[]
[]
[]
[]
[]
[]
[]
[]
[]
[]
[]
[]
[]
[]
[]
[]
[]
[]
[]
[]
[]
[]
[]
[]
[]
[]
[]
[]
[]
[]
[]
[]
[]
[]
[]
[]
[]
[]
[]
[]
[]
[]
[]
[]
[]
[]
[]
[]
[]
[]
[]
[]
[]
[]
[]
[]
[]
[]
[]
[]
[]
[]
[]
[]
[]
[]
[]
[]
[]
[]
[]
[]
[]
[]
[]
[]
[]
[]
[]
[]
[]
[]
[]
[]
[]
[]
[]
[]
[]
[]
[]
[]
[]
[]
[]
[]
[]
[]
[]
[]
[]
[]
[]
[]
[]
[]
[]
[]
[]
[]
[]
[]
[]
[]
[]
[]
[]
[]
[]
[]
[]
[]
[]
[]
[]
[]
[]
[]
[]
[]
[]
[]
[]
[]
[]
[]
[]
[]
[]
[]
[]
[]
[]
[]
[]
[]
[]
[]
[]
[]
[]
[]
[]
[]
[]
[]
[]
[]
[]
[]
[]
[]
[]
[]
[]
[]
[]
[]
[]
[]
[]
[]
[]
[]
[]
[]
[]
[]
[]
[]
[]
[]
[]
[]
[]
[]
[]
[]
[]
[]
[]
[]
[]
[]
[]
[]
[]
[]
[]
[]
[]
[]
[]
[]
[]
[]
[]
[]
[]
[]
[]
[]
[]
[]
[]
[]
[]
[]
[]
[]
[]
[]
[]
[]
[]
[]
[]
[]
[]
[]
[]
[]
[]
[]
[]
[]
[]
[]
[]
[]
[]
[]
[]
[]
[]
[]
[]
[]
[]
[]
[]
[]
[]
[]
[]
[]
[]
[]
[]
[]
[]
[]
[]
[]
[]
[]
[]
[]
[]
[]
[]
[]
[]
[]
[]
[]
[]
[]
[]
[]
[]
[]
[]
[]
[]
[]
[]
[]
[]
[]
[]
[]
[]
[]
[]
[]
[]
[]
[]
[]
[]
[]
[]
[]
[]
[]
[]
[]
[]
[]
[]
[]
[]
[]
[]
[]
[]
[]
[]
[]
[]
[]
[]
[]
[]
[]
[]
[]
[]
[]
[]
[]
[]
[]
[]
[]
[]
[]
[]
[]
[]
[]
[]
[]
[]
[]
[]
[]
[]
[]
[]
[]
[]
[]
[]
[]
[]
[]
[]
[]
[]
[]
[]
[]
[]
[]
[]
[]
[]
[]
[]
[]
[]
[]
[]
[]
[]
[]
[]
[]
[]
[]
[]
[]
[]
[]
[]
[]
[]
[]
[]
[]
[]
[]
[]
[]
[]
[]
[]
[]
[]
[]
[]
[]
[]
[]
[]
[]
[]
[]
[]
[]
[]
[]
[]
[]
[]
[]
[]
[]
[]
[]
[]
[]
[]
[]
[]
[]
[]
[]
[]
[]
[]
[]
[]
[]
[]
[]
[]
[]
[]
[]
[]
[]
[]
[]
[]
[]
[]
[]
[]
[]
[]
[]
[]
[]
[]
[]
[]
[]
[]
[]
[]
[]
[]
[]
[]
[]
[]
[]
[]
[]
[]
[]
[]
[]
[]
[]
[]
[]
[]
[]
[]
[]
[]
[]
[]
[]
[]
[]
[]
[]
[]
[]
[]
[]
[]
[]
[]
[]
[]
[]
[]
[]
[]
[]
[]
[]
[]
[]
[]
[]
[]
[]
[]
[]
[]
[]
[]
[]
[]
[]
[]
[]
[]
[]
[]
[]
[]
[]
[]
[]
[]
[]
[]
[]
[]
[]
[]
[]
[]
[]
[]
[]
[]
[]
[]
[]
[]
[]
[]
[]
[]
[]
[]
[]
[]
[]
[]
[]
[]
[]
[]
[]
[]
[]
[]
[]
[]
[]
[]
[]
[]
[]
[]
[]
[]
[]
[]
[]
[]
[]
[]
[]
[]
[]
[]
[]
[]
[]
[]
[]
[]
[]
[]
[]
[]
[]
[]
[]
[]
[]
[]
[]
[]
[]
[]
[]
[]
[]
[]
[]
[]
[]
[]
[]
[]
[]
[]
[]
[]
[]
[]
[]
[]
[]
[]
[]
[]
[]
[]
[]
[]
[]
[]
[]
[]
[]
[]
[]
[]
[]
[]
[]
[]
[]
[]
[]
[]
[]
[]
[]
[]
[]
[]
[]
[]
[]
[]
[]
[]
[]
[]
[]
[]
[]
[]
[]
[]
[]
[]
[]
[]
[]
[]
[]
[]
[]
[]
[]
[]
[]
[]
[]
[]
[]
[]
[]
[]
[]
[]
[]
[]
[]
[]
[]
[]
[]
[]
[]
[]
[]
[]
[]
[]
[]
[]
[]
[]
[]
[]
[]
[]
[]
[]
[]
[]
[]
[]
[]
[]
[]
[]
[]
[]
[]
[]
[]
[]
[]
[]
[]
[]
[]
[]
[]
[]
[]
[]
[]
[]
[]
[]
[]
[]
[]
[]
[]
[]
[]
[]
[]
[]
[]
[]
[]
[]
[]
[]
[]
[]
[]
[]
[]
[]
[]
[]
[]
[]
[]
[]
[]
[]
[]
[]
[]
[]
[]
[]
[]
[]
[]
[]
[]
[]
[]
[]
[]
[]
[]
[]
[]
[]
[]
[]
[]
[]
[]
[]
[]
[]
[]
[]
[]
[]
[]
[]
[]
[]
[]
[]
[]
[]
[]
[]
[]
[]
[]
[]
[]
[]
[]
[]
[]
[]
[]
[]
[]
[]
[]
[]
[]
[]
[]
[]
[]
[]
[]
[]
[]
[]
[]
[]
[]
[]
[]
[]
[]
[]
[]
[]
[]
[]
[]
[]
[]
[]
[]
[]
[]
[]
[]
[]
[]
[]
[]
[]
[]
[]
[]
[]
[]
[]
[]
[]
[]
[]
[]
[]
[]
[]
[]
[]
[]
[]
[]
[]
[]
[]
[]
[]
[]
[]
[]
[]
[]
[]
[]
[]
[]
[]
[]
[]
[]
[]
[]
[]
[]
[]
[]
[]
[]
[]
[]
[]
[]
[]
[]
[]
[]
[]
[]
[]
[]
[]
[]
[]
[]
[]
[]
[]
[]
[]
[]
[]
[]
[]
[]
[]
[]
[]
[]
[]
[]
[]
[]
[]
[]
[]
[]
[]
[]
[]
[]
[]
[]
[]
[]
[]
[]
[]
[]
[]
[]
[]
[]
[]
[]
[]
[]
[]
[]
[]
[]
[]
[]
[]
[]
[]
[]
[]
[]
[]
[]
[]
[]
[]
[]
[]
[]
[]
[]
[]
[]
[]
[]
[]
[]
[]
[]
[]
[]
[]
[]
[]
[]
[]
[]
[]
[]
[]
[]
[]
[]
[]
[]
[]
[]
[]
[]
[]
[]
[]
[]
[]
[]
[]
[]
[]
[]
[]
[]
[]
[]
[]
[]
[]
[]
[]
[]
[]
[]
[]
[]
[]
[]
[]
[]
[]
[]
[]
[]
[]
[]
[]
[]
[]
[]
[]
[]
[]
[]
[]
[]
[]
[]
[]
[]
[]
[]
[]
[]
[]
[]
[]
[]
[]
[]
[]
[]
[]
[]
[]
[]
[]
[]
[]
[]
[]
[]
[]
[]
[]
[]
[]
[]
[]
[]
[]
[]
[]
[]
[]
[]
[]
[]
[]
[]
[]
[]
[]
[]
[]
[]
[]
[]
[]
[]
[]
[]
[]
[]
[]
[]
[]
[]
[]
[]
[]
[]
[]
[]
[]
[]
[]
[]
[]
[]
[]
[]
[]
[]
[]
[]
[]
[]
[]
[]
[]
[]
[]
[]
[]
[]
[]
[]
[]
[]
[]
[]
[]
[]
[]
[]
[]
[]
[]
[]
[]
[]
[]
[]
[]
[]
[]
[]
[]
[]
[]
[]
[]
[]
[]
[]
[]
[]
[]
[]
[]
[]
[]
[]
[]
[]
[]
[]
[]
[]
[]
[]
[]
[]
[]
[]
[]
[]
[]
[]
[]
[]
[]
[]
[]
[]
[]
[]
[]
[]
[]
[]
[]
[]
[]
[]
[]
[]
[]
[]
[]
[]
[]
[]
[]
[]
[]
[]
[]
[]
[]
[]
[]
[]
[]
[]
[]
[]
[]
[]
[]
[]
[]
[]
[]
[]
[]
[]
[]
[]
[]
[]
[]
[]
[]
[]
[]
[]
[]
[]
[]
[]
[]
[]
[]
[]
[]
[]
[]
[]
[]
[]
[]
[]
[]
[]
[]
[]
[]
[]
[]
[]
[]
[]
[]
[]
[]
[]
[]
[]
[]
[]
[]
[]
[]
[]
[]
[]
[]
[]
[]
[]
[]
[]
[]
[]
[]
[]
[]
[]
[]
[]
[]
[]
[]
[]
[]
[]
[]
[]
[]
[]
[]
[]
[]
[]
[]
[]
[]
[]
[]
[]
[]
[]
[]
[]
[]
[]
[]
[]
[]
[]
[]
[]
[]
[]
[]
[]
[]
[]
[]
[]
[]
[]
[]
[]
[]
[]
[]
[]
[]
[]
[]
[]
[]
[]
[]
[]
[]
[]
[]
[]
[]
[]
[]
[]
[]
[]
[]
[]
[]
[]
[]
[]
[]
[]
[]
[]
[]
[]
[]
[]
[]
[]
[]
[]
[]
[]
[]
[]
[]
[]
[]
[]
[]
[]
[]
[]
[]
[]
[]
[]
[]
[]
[]
[]
[]
[]
[]
[]
[]
[]
[]
[]
[]
[]
[]
[]
[]
[]
[]
[]
[]
[]
[]
[]
[]
[]
[]
[]
[]
[]
[]
[]
[]
[]
[]
[]
[]
[]
[]
[]
[]
[]
[]
[]
[]
[]
[]
[]
[]
[]
[]
[]
[]
[]
[]
[]
[]
[]
[]
[]
[]
[]
[]
[]
[]
[]
[]
[]
[]
[]
[]
[]
[]
[]
[]
[]
[]
[]
[]
[]
[]
[]
[]
[]
[]
[]
[]
[]
[]
[]
[]
[]
[]
[]
[]
[]
[]
[]
[]
[]
[]
[]
[]
[]
[]
[]
[]
[]
[]
[]
[]
[]
[]
[]
[]
[]
[]
[]
[]
[]
[]
[]
[]
[]
[]
[]
[]
[]
[]
[]
[]
[]
[]
[]
[]
[]
[]
[]
[]
[]
[]
[]
[]
[]
[]
[]
[]
[]
[]
[]
[]
[]
[]
[]
[]
[]
[]
[]
[]
[]
[]
[]
[]
[]
[]
[]
[]
[]
[]
[]
[]
[]
[]
[]
[]
[]
[]
[]
[]
[]
[]
[]
[]
[]
[]
[]
[]
[]
[]
[]
[]
[]
[]
[]
[]
[]
[]
[]
[]
[]
[]
[]
[]
[]
[]
[]
[]
[]
[]
[]
[]
[]
[]
[]
[]
[]
[]
[]
[]
[]
[]
[]
[]
[]
[]
[]
[]
[]
[]
[]
[]
[]
[]
[]
[]
[]
[]
[]
[]
[]
[]
[]
[]
[]
[]
[]
[]
[]
[]
[]
[]
[]
[]
[]
[]
[]
[]
[]
[]
[]
[]
[]
[]
[]
[]
[]
[]
[]
[]
[]
[]
[]
[]
[]
[]
[]
[]
[]
[]
[]
[]
[]
[]
[]
[]
[]
[]
[]
[]
[]
[]
[]
[]
[]
[]
[]
[]
[]
[]
[]
[]
[]
[]
[]
[]
[]
[]
[]
[]
[]
[]
[]
[]
[]
[]
[]
[]
[]
[]
[]
[]
[]
[]
[]
[]
[]
[]
[]
[]
[]
[]
[]
[]
[]
[]
[]
[]
[]
[]
[]
[]
[]
[]
[]
[]
[]
[]
[]
[]
[]
[]
[]
[]
[]
[]
[]
[]
[]
[]
[]
[]
[]
[]
[]
[]
[]
[]
[]
[]
[]
[]
[]
[]
[]
[]
[]
[]
[]
[]
[]
[]
[]
[]
[]
[]
[]
[]
[]
[]
[]
[]
[]
[]
[]
[]
[]
[]
[]
[]
[]
[]
[]
[]
[]
[]
[]
[]
[]
[]
[]
[]
[]
[]
[]
[]
[]
[]
[]
[]
[]
[]
[]
[]
[]
[]
[]
[]
[]
[]
[]
[]
[]
[]
[]
[]
[]
[]
[]
[]
[]
[]
[]
[]
[]
[]
[]
[]
[]
[]
[]
[]
[]
[]
[]
[]
[]
[]
[]
[]
[]
[]
[]
[]
[]
[]
[]
[]
[]
[]
[]
[]
[]
[]
[]
[]
[]
[]
[]
[]
[]
[]
[]
[]
[]
[]
[]
[]
[]
[]
[]
[]
[]
[]
[]
[]
[]
[]
[]
[]
[]
[]
[]
[]
[]
[]
[]
[]
[]
[]
[]
[]
[]
[]
[]
[]
[]
[]
[]
[]
[]
[]
[]
[]
[]
[]
[]
[]
[]
[]
[]
[]
[]
[]
[]
[]
[]
[]
[]
[]
[]
[]
[]
[]
[]
[]
[]
[]
[]
[]
[]
[]
[]
[]
[]
[]
[]
[]
[]
[]
[]
[]
[]
[]
[]
[]
[]
[]
[]
[]
[]
[]
[]
[]
[]
[]
[]
[]
[]
[]
[]
[]
[]
[]
[]
[]
[]
[]
[]
[]
[]
[]
[]
[]
[]
[]
[]
[]
[]
[]
[]
[]
[]
[]
[]
[]
[]
[]
[]
[]
[]
[]
[]
[]
[]
[]
[]
[]
[]
[]
[]
[]
[]
[]
[]
[]
[]
[]
[]
[]
[]
[]
[]
[]
[]
[]
[]
[]
[]
[]
[]
[]
[]
[]
[]
[]
[]
[]
[]
[]
[]
[]
[]
[]
[]
[]
[]
[]
[]
[]
[]
[]
[]
[]
[]
[]
[]
[]
[]
[]
[]
[]
[]
[]
[]
[]
[]
[]
[]
[]
[]
[]
[]
[]
[]
[]
[]
[]
[]
[]
[]
[]
[]
[]
[]
[]
[]
[]
[]
[]
[]
[]
[]
[]
[]
[]
[]
[]
[]
[]
[]
[]
[]
[]
[]
[]
[]
[]
[]
[]
[]
[]
[]
[]
[]
[]
[]
[]
[]
[]
[]
[]
[]
[]
[]
[]
[]
[]
[]
[]
[]
[]
[]
[]
[]
[]
[]
[]
[]
[]
[]
[]
[]
[]
[]
[]
[]
[]
[]
[]
[]
[]
[]
[]
[]
[]
[]
[]
[]
[]
[]
[]
[]
[]
[]
[]
[]
[]
[]
[]
[]
[]
[]
[]
[]
[]
[]
[]
[]
[]
[]
[]
[]
[]
[]
[]
[]
[]
[]
[]
[]
[]
[]
[]
[]
[]
[]
[]
[]
[]
[]
[]
[]
[]
[]
[]
[]
[]
[]
[]
[]
[]
[]
[]
[]
[]
[]
[]
[]
[]
[]
[]
[]
[]
[]
[]
[]
[]
[]
[]
[]
[]
[]
[]
[]
[]
[]
[]
[]
[]
[]
[]
[]
[]
[]
[]
[]
[]
[]
[]
[]
[]
[]
[]
[]
[]
[]
[]
[]
[]
[]
[]
[]
[]
[]
[]
[]
[]
[]
[]
[]
[]
[]
[]
[]
[]
[]
[]
[]
[]
[]
[]
[]
[]
[]
[]
[]
[]
[]
[]
[]
[]
[]
[]
[]
[]
[]
[]
[]
[]
[]
[]
[]
[]
[]
[]
[]
[]
[]
[]
[]
[]
[]
[]
[]
[]
[]
[]
[]
[]
[]
[]
[]
[]
[]
[]
[]
[]
[]
[]
[]
[]
[]
[]
[]
[]
[]
[]
[]
[]
[]
[]
[]
[]
[]
[]
[]
[]
[]
[]
[]
[]
[]
[]
[]
[]
[]
[]
[]
[]
[]
[]
[]
[]
[]
[]
[]
[]
[]
[]
[]
[]
[]
[]
[]
[]
[]
[]
[]
[]
[]
[]
[]
[]
[]
[]
[]
[]
[]
[]
[]
[]
[]
[]
[]
[]
[]
[]
[]
[]
[]
[]
[]
[]
[]
[]
[]
[]
[]
[]
[]
[]
[]
[]
[]
[]
[]
[]
[]
[]
[]
[]
[]
[]
[]
[]
[]
[]
[]
[]
[]
[]
[]
[]
[]
[]
[]
[]
[]
[]
[]
[]
[]
[]
[]
[]
[]
[]
[]
[]
[]
[]
[]
[]
[]
[]
[]
[]
[]
[]
[]
[]
[]
[]
[]
[]
[]
[]
[]
[]
[]
[]
[]
[]
[]
[]
[]
[]
[]
[]
[]
[]
[]
[]
[]
[]
[]
[]
[]
[]
[]
[]
[]
[]
[]
[]
[]
[]
[]
[]
[]
[]
[]
[]
[]
[]
[]
[]
[]
[]
[]
[]
[]
[]
[]
[]
[]
[]
[]
[]
[]
[]
[]
[]
[]
[]
[]
[]
[]
[]
[]
[]
[]
[]
[]
[]
[]
[]
[]
[]
[]
[]
[]
[]
[]
[]
[]
[]
[]
[]
[]
[]
[]
[]
[]
[]
[]
[]
[]
[]
[]
[]
[]
[]
[]
[]
[]
[]
[]
[]
[]
[]
[]
[]
[]
[]
[]
[]
[]
[]
[]
[]
[]
[]
[]
[]
[]
[]
[]
[]
[]
[]
[]
[]
[]
[]
[]
[]
[]
[]
[]
[]
[]
[]
[]
[]
[]
[]
[]
[]
[]
[]
[]
[]
[]
[]
[]
[]
[]
[]
[]
[]
[]
[]
[]
[]
[]
[]
[]
[]
[]
[]
[]
[]
[]
[]
[]
[]
[]
[]
[]
[]
[]
[]
[]
[]
[]
[]
[]
[]
[]
[]
[]
[]
[]
[]
[]
[]
[]
[]
[]
[]
[]
[]
[]
[]
[]
[]
[]
[]
[]
[]
[]
[]
[]
[]
[]
[]
[]
[]
[]
[]
[]
[]
[]
[]
[]
[]
[]
[]
[]
[]
[]
[]
[]
[]
[]
[]
[]
[]
[]
[]
[]
[]
[]
[]
[]
[]
[]
[]
[]
[]
[]
[]
[]
[]
[]
[]
[]
[]
[]
[]
[]
[]
[]
[]
[]
[]
[]
[]
[]
[]
[]
[]
[]
[]
[]
[]
[]
[]
[]
[]
[]
[]
[]
[]
[]
[]
[]
[]
[]
[]
[]
[]
[]
[]
[]
[]
[]
[]
[]
[]
[]
[]
[]
[]
[]
[]
[]
[]
[]
[]
[]
[]
[]
[]
[]
[]
[]
[]
[]
[]
[]
[]
[]
[]
[]
[]
[]
[]
[]
[]
[]
[]
[]
[]
[]
[]
[]
[]
[]
[]
[]
[]
[]
[]
[]
[]
[]
[]
[]
[]
[]
[]
[]
[]
[]
[]
[]
[]
[]
[]
[]
[]
[]
[]
[]
[]
[]
[]
[]
[]
[]
[]
[]
[]
[]
[]
[]
[]
[]
[]
[]
[]
[]
[]
[]
[]
[]
[]
[]
[]
[]
[]
[]
[]
[]
[]
[]
[]
[]
[]
[]
[]
[]
[]
[]
[]
[]
[]
[]
[]
[]
[]
[]
[]
[]
[]
[]
[]
[]
[]
[]
[]
[]
[]
[]
[]
[]
[]
[]
[]
[]
[]
[]
[]
[]
[]
[]
[]
[]
[]
[]
[]
[]
[]
[]
[]
[]
[]
[]
[]
[]
[]
[]
[]
[]
[]
[]
[]
[]
[]
[]
[]
[]
[]
[]
[]
[]
[]
[]
[]
[]
[]
[]
[]
[]
[]
[]
[]
[]
[]
[]
[]
[]
[]
[]
[]
[]
[]
[]
[]
[]
[]
[]
[]
[]
[]
[]
[]
[]
[]
[]
[]
[]
[]
[]
[]
[]
[]
[]
[]
[]
[]
[]
[]
[]
[]
[]
[]
[]
[]
[]
[]
[]
[]
[]
[]
[]
[]
[]
[]
[]
[]
[]
[]
[]
[]
[]
[]
[]
[]
[]
[]
[]
[]
[]
[]
[]
[]
[]
[]
[]
[]
[]
[]
[]
[]
[]
[]
[]
[]
[]
[]
[]
[]
[]
[]
[]
[]
[]
[]
[]
[]
[]
[]
[]
[]
[]
[]
[]
[]
[]
[]
[]
[]
[]
[]
[]
[]
[]
[]
[]
[]
[]
[]
[]
[]
[]
[]
[]
[]
[]
[]
[]
[]
[]
[]
[]
[]
[]
[]
[]
[]
[]
[]
[]
[]
[]
[]
[]
[]
[]
[]
[]
[]
[]
[]
[]
[]
[]
[]
[]
[]
[]
[]
[]
[]
[]
[]
[]
[]
[]
[]
[]
[]
[]
[]
[]
[]
[]
[]
[]
[]
[]
[]
[]
[]
[]
[]
[]
[]
[]
[]
[]
[]
[]
[]
[]
[]
[]
[]
[]
[]
[]
[]
[]
[]
[]
[]
[]
[]
[]
[]
[]
[]
[]
[]
[]
[]
[]
[]
[]
[]
[]
[]
[]
[]
[]
[]
[]
[]
[]
[]
[]
[]
[]
[]
[]
[]
[]
[]
[]
[]
[]
[]
[]
[]
[]
[]
[]
[]
[]
[]
[]
[]
[]
[]
[]
[]
[]
[]
[]
[]
[]
[]
[]
[]
[]
[]
[]
[]
[]
[]
[]
[]
[]
[]
[]
[]
[]
[]
[]
[]
[]
[]
[]
[]
[]
[]
[]
[]
[]
[]
[]
[]
[]
[]
[]
[]
[]
[]
[]
[]
[]
[]
[]
[]
[]
[]
[]
[]
[]
[]
[]
[]
[]
[]
[]
[]
[]
[]
[]
[]
[]
[]
[]
[]
[]
[]
[]
[]
[]
[]
[]
[]
[]
[]
[]
[]
[]
[]
[]
[]
[]
[]
[]
[]
[]
[]
[]
[]
[]
[]
[]
[]
[]
[]
[]
[]
[]
[]
[]
[]
[]
[]
[]
[]
[]
[]
[]
[]
[]
[]
[]
[]
[]
[]
[]
[]
[]
[]
[]
[]
[]
[]
[]
[]
[]
[]
[]
[]
[]
[]
[]
[]
[]
[]
[]
[]
[]
[]
[]
[]
[]
[]
[]
[]
[]
[]
[]
[]
[]
[]
[]
[]
[]
[]
[]
[]
[]
[]
[]
[]
[]
[]
[]
[]
[]
[]
[]
[]
[]
[]
[]
[]
[]
[]
[]
[]
[]
[]
[]
[]
[]
[]
[]
[]
[]
[]
[]
[]
[]
[]
[]
[]
[]
[]
[]
[]
[]
[]
[]
[]
[]
[]
[]
[]
[]
[]
[]
[]
[]
[]
[]
[]
[]
[]
[]
[]
[]
[]
[]
[]
[]
[]
[]
[]
[]
[]
[]
[]
[]
[]
[]
[]
[]
[]
[]
[]
[]
[]
[]
[]
[]
[]
[]
[]
[]
[]
[]
[]
[]
[]
[]
[]
[]
[]
[]
[]
[]
[]
[]
[]
[]
[]
[]
[]
[]
[]
[]
[]
[]
[]
[]
[]
[]
[]
[]
[]
[]
[]
[]
[]
[]
[]
[]
[]
[]
[]
[]
[]
[]
[]
[]
[]
[]
[]
[]
[]
[]
[]
[]
[]
[]
[]
[]
[]
[]
[]
[]
[]
[]
[]
[]
[]
[]
[]
[]
[]
[]
[]
[]
[]
[]
[]
[]
[]
[]
[]
[]
[]
[]
[]
[]
[]
[]
[]
[]
[]
[]
[]
[]
[]
[]
[]
[]
[]
[]
[]
[]
[]
[]
[]
[]
[]
[]
[]
[]
[]
[]
[]
[]
[]
[]
[]
[]
[]
[]
[]
[]
[]
[]
[]
[]
[]
[]
[]
[]
[]
[]
[]
[]
[]
[]
[]
[]
[]
[]
[]
[]
[]
[]
[]
[]
[]
[]
[]
[]
[]
[]
[]
[]
[]
[]
[]
[]
[]
[]
[]
[]
[]
[]
[]
[]
[]
[]
[]
[]
[]
[]
[]
[]
[]
[]
[]
[]
[]
[]
[]
[]
[]
[]
[]
[]
[]
[]
[]
[]
[]
[]
[]
[]
[]
[]
[]
[]
[]
[]
[]
[]
[]
[]
[]
[]
[]
[]
[]
[]
[]
[]
[]
[]
[]
[]
[]
[]
[]
[]
[]
[]
[]
[]
[]
[]
[]
[]
[]
[]
[]
[]
[]
[]
[]
[]
[]
[]
[]
[]
[]
[]
[]
[]
[]
[]
[]
[]
[]
[]
[]
[]
[]
[]
[]
[]
[]
[]
[]
[]
[]
[]
[]
[]
[]
[]
[]
[]
[]
[]
[]
[]
[]
[]
[]
[]
[]
[]
[]
[]
[]
[]
[]
[]
[]
[]
[]
[]
[]
[]
[]
[]
[]
[]
[]
[]
[]
[]
[]
[]
[]
[]
[]
[]
[]
[]
[]
[]
[]
[]
[]
[]
[]
[]
[]
[]
[]
[]
[]
[]
[]
[]
[]
[]
[]
[]
[]
[]
[]
[]
[]
[]
[]
[]
[]
[]
[]
[]
[]
[]
[]
[]
[]
[]
[]
[]
[]
[]
[]
[]
[]
[]
[]
[]
[]
[]
[]
[]
[]
[]
[]
[]
[]
[]
[]
[]
[]
[]
[]
[]
[]
[]
[]
[]
[]
[]
[]
[]
[]
[]
[]
[]
[]
[]
[]
[]
[]
[]
[]
[]
[]
[]
[]
[]
[]
[]
[]
[]
[]
[]
[]
[]
[]
[]
[]
[]
[]
[]
[]
[]
[]
[]
[]
[]
[]
[]
[]
[]
[]
[]
[]
[]
[]
[]
[]
[]
[]
[]
[]
[]
[]
[]
[]
[]
[]
[]
[]
[]
[]
[]
[]
[]
[]
[]
[]
[]
[]
[]
[]
[]
[]
[]
[]
[]
[]
[]
[]
[]
[]
[]
[]
[]
[]
[]
[]
[]
[]
[]
[]
[]
[]
[]
[]
[]
[]
[]
[]
[]
[]
[]
[]
[]
[]
[]
[]
[]
[]
[]
[]
[]
[]
[]
[]
[]
[]
[]
[]
[]
[]
[]
[]
[]
[]
[]
[]
[]
[]
[]
[]
[]
[]
[]
[]
[]
[]
[]
[]
[]
[]
[]
[]
[]
[]
[]
[]
[]
[]
[]
[]
[]
[]
[]
[]
[]
[]
[]
[]
[]
[]
[]
[]
[]
[]
[]
[]
[]
[]
[]
[]
[]
[]
[]
[]
[]
[]
[]
[]
[]
[]
[]
[]
[]
[]
[]
[]
[]
[]
[]
[]
[]
[]
[]
[]
[]
[]
[]
[]
[]
[]
[]
[]
[]
[]
[]
[]
[]
[]
[]
[]
[]
[]
[]
[]
[]
[]
[]
[]
[]
[]
[]
[]
[]
[]
[]
[]
[]
[]
[]
[]
[]
[]
[]
[]
[]
[]
[]
[]
[]
[]
[]
[]
[]
[]
[]
[]
[]
[]
[]
[]
[]
[]
[]
[]
[]
[]
[]
[]
[]
[]
[]
[]
[]
[]
[]
[]
[]
[]
[]
[]
[]
[]
[]
[]
[]
[]
[]
[]
[]
[]
[]
[]
[]
[]
[]
[]
[]
[]
[]
[]
[]
[]
[]
[]
[]
[]
[]
[]
[]
[]
[]
[]
[]
[]
[]
[]
[]
[]
[]
[]
[]
[]
[]
[]
[]
[]
[]
[]
[]
[]
[]
[]
[]
[]
[]
[]
[]
[]
[]
[]
[]
[]
[]
[]
[]
[]
[]
[]
[]
[]
[]
[]
[]
[]
[]
[]
[]
[]
[]
[]
[]
[]
[]
[]
[]
[]
[]
[]
[]
[]
[]
[]
[]
[]
[]
[]
[]
[]
[]
[]
[]
[]
[]
[]
[]
[]
[]
[]
[]
[]
[]
[]
[]
[]
[]
[]
[]
[]
[]
[]
[]
[]
[]
[]
[]
[]
[]
[]
[]
[]
[]
[]
[]
[]
[]
[]
[]
[]
[]
[]
[]
[]
[]
[]
[]
[]
[]
[]
[]
[]
[]
[]
[]
[]
[]
[]
[]
[]
[]
[]
[]
[]
[]
[]
[]
[]
[]
[]
[]
[]
[]
[]
[]
[]
[]
[]
[]
[]
[]
[]
[]
[]
[]
[]
[]
[]
[]
[]
[]
[]
[]
[]
[]
[]
[]
[]
[]
[]
[]
[]
[]
[]
[]
[]
[]
[]
[]
[]
[]
[]
[]
[]
[]
[]
[]
[]
[]
[]
[]
[]
[]
[]
[]
[]
[]
[]
[]
[]
[]
[]
[]
[]
[]
[]
[]
[]
[]
[]
[]
[]
[]
[]
[]
[]
[]
[]
[]
[]
[]
[]
[]
[]
[]
[]
[]
[]
[]
[]
[]
[]
[]
[]
[]
[]
[]
[]
[]
[]
[]
[]
[]
[]
[]
[]
[]
[]
[]
[]
[]
[]
[]
[]
[]
[]
[]
[]
[]
[]
[]
[]
[]
[]
[]
[]
[]
[]
[]
[]
[]
[]
[]
[]
[]
[]
[]
[]
[]
[]
[]
[]
[]
[]
[]
[]
[]
[]
[]
[]
[]
[]
[]
[]
[]
[]
[]
[]
[]
[]
[]
[]
[]
[]
[]
[]
[]
[]
[]
[]
[]
[]
[]
[]
[]
[]
[]
[]
[]
[]
[]
[]
[]
[]
[]
[]
[]
[]
[]
[]
[]
[]
[]
[]
[]
[]
[]
[]
[]
[]
[]
[]
[]
[]
[]
[]
[]
[]
[]
[]
[]
[]
[]
[]
[]
[]
[]
[]
[]
[]
[]
[]
[]
[]
[]
[]
[]
[]
[]
[]
[]
[]
[]
[]
[]
[]
[]
[]
[]
[]
[]
[]
[]
[]
[]
[]
[]
[]
[]
[]
[]
[]
[]
[]
[]
[]
[]
[]
[]
[]
[]
[]
[]
[]
[]
[]
[]
[]
[]
[]
[]
[]
[]
[]
[]
[]
[]
[]
[]
[]
[]
[]
[]
[]
[]
[]
[]
[]
[]
[]
[]
[]
[]
[]
[]
[]
[]
[]
[]
[]
[]
[]
[]
[]
[]
[]
[]
[]
[]
[]
[]
[]
[]
[]
[]
[]
[]
[]
[]
[]
[]
[]
[]
[]
[]
[]
[]
[]
[]
[]
[]
[]
[]
[]
[]
[]
[]
[]
[]
[]
[]
[]
[]
[]
[]
[]
[]
[]
[]
[]
[]
[]
[]
[]
[]
[]
[]
[]
[]
[]
[]
[]
[]
[]
[]
[]
[]
[]
[]
[]
[]
[]
[]
[]
[]
[]
[]
[]
[]
[]
[]
[]
[]
[]
[]
[]
[]
[]
[]
[]
[]
[]
[]
[]
[]
[]
[]
[]
[]
[]
[]
[]
[]
[]
[]
[]
[]
[]
[]
[]
[]
[]
[]
[]
[]
[]
[]
[]
[]
[]
[]
[]
[]
[]
[]
[]
[]
[]
[]
[]
[]
[]
[]
[]
[]
[]
[]
[]
[]
[]
[]
[]
[]
[]
[]
[]
[]
[]
[]
[]
[]
[]
[]
[]
[]
[]
[]
[]
[]
[]
[]
[]
[]
[]
[]
[]
[]
[]
[]
[]
[]
[]
[]
[]
[]
[]
[]
[]
[]
[]
[]
[]
[]
[]
[]
[]
[]
[]
[]
[]
[]
[]
[]
[]
[]
[]
[]
[]
[]
[]
[]
[]
[]
[]
[]
[]
[]
[]
[]
[]
[]
[]
[]
[]
[]
[]
[]
[]
[]
[]
[]
[]
[]
[]
[]
[]
[]
[]
[]
[]
[]
[]
[]
[]
[]
[]
[]
[]
[]
[]
[]
[]
[]
[]
[]
[]
[]
[]
[]
[]
[]
[]
[]
[]
[]
[]
[]
[]
[]
[]
[]
[]
[]
[]
[]
[]
[]
[]
[]
[]
[]
[]
[]
[]
[]
[]
[]
[]
[]
[]
[]
[]
[]
[]
[]
[]
[]
[]
[]
[]
[]
[]
[]
[]
[]
[]
[]
[]
[]
[]
[]
[]
[]
[]
[]
[]
[]
[]
[]
[]
[]
[]
[]
[]
[]
[]
[]
[]
[]
[]
[]
[]
[]
[]
[]
[]
[]
[]
[]
[]
[]
[]
[]
[]
[]
[]
[]
[]
[]
[]
[]
[]
[]
[]
[]
[]
[]
[]
[]
[]
[]
[]
[]
[]
[]
[]
[]
[]
[]
[]
[]
[]
[]
[]
[]
[]
[]
[]
[]
[]
[]
[]
[]
[]
[]
[]
[]
[]
[]
[]
[]
[]
[]
[]
[]
[]
[]
[]
[]
[]
[]
[]
[]
[]
[]
[]
[]
[]
[]
[]
[]
[]
[]
[]
[]
[]
[]
[]
[]
[]
[]
[]
[]
[]
[]
[]
[]
[]
[]
[]
[]
[]
[]
[]
[]
[]
[]
[]
[]
[]
[]
[]
[]
[]
[]
[]
[]
[]
[]
[]
[]
[]
[]
[]
[]
[]
[]
[]
[]
[]
[]
[]
[]
[]
[]
[]
[]
[]
[]
[]
[]
[]
[]
[]
[]
[]
[]
[]
[]
[]
[]
[]
[]
[]
[]
[]
[]
[]
[]
[]
[]
[]
[]
[]
[]
[]
[]
[]
[]
[]
[]
[]
[]
[]
[]
[]
[]
[]
[]
[]
[]
[]
[]
[]
[]
[]
[]
[]
[]
[]
[]
[]
[]
[]
[]
[]
[]
[]
[]
[]
[]
[]
[]
[]
[]
[]
[]
[]
[]
[]
[]
[]
[]
[]
[]
[]
[]
[]
[]
[]
[]
[]
[]
[]
[]
[]
[]
[]
[]
[]
[]
[]
[]
[]
[]
[]
[]
[]
[]
[]
[]
[]
[]
[]
[]
[]
[]
[]
[]
[]
[]
[]
[]
[]
[]
[]
[]
[]
[]
[]
[]
[]
[]
[]
[]
[]
[]
[]
[]
[]
[]
[]
[]
[]
[]
[]
[]
[]
[]
[]
[]
[]
[]
[]
[]
[]
[]
[]
[]
[]
[]
[]
[]
[]
[]
[]
[]
[]
[]
[]
[]
[]
[]
[]
[]
[]
[]
[]
[]
[]
[]
[]
[]
[]
[]
[]
[]
[]
[]
[]
[]
[]
[]
[]
[]
[]
[]
[]
[]
[]
[]
[]
[]
[]
[]
[]
[]
[]
[]
[]
[]
[]
[]
[]
[]
[]
[]
[]
[]
[]
[]
[]
[]
[]
[]
[]
[]
[]
[]
[]
[]
[]
[]
[]
[]
[]
[]
[]
[]
[]
[]
[]
[]
[]
[]
[]
[]
[]
[]
[]
[]
[]
[]
[]
[]
[]
[]
[]
[]
[]
[]
[]
[]
[]
[]
[]
[]
[]
[]
[]
[]
[]
[]
[]
[]
[]
[]
[]
[]
[]
[]
[]
[]
[]
[]
[]
[]
[]
[]
[]
[]
[]
[]
[]
[]
[]
[]
[]
[]
[]
[]
[]
[]
[]
[]
[]
[]
[]
[]
[]
[]
[]
[]
[]
[]
[]
[]
[]
[]
[]
[]
[]
[]
[]
[]
[]
[]
[]
[]
[]
[]
[]
[]
[]
[]
[]
[]
[]
[]
[]
[]
[]
[]
[]
[]
[]
[]
[]
[]
[]
[]
[]
[]
[]
[]
[]
[]
[]
[]
[]
[]
[]
[]
[]
[]
[]
[]
[]
[]
[]
[]
[]
[]
[]
[]
[]
[]
[]
[]
[]
[]
[]
[]
[]
[]
[]
[]
[]
[]
[]
[]
[]
[]
[]
[]
[]
[]
[]
[]
[]
[]
[]
[]
[]
[]
[]
[]
[]
[]
[]
[]
[]
[]
[]
[]
[]
[]
[]
[]
[]
[]
[]
[]
[]
[]
[]
[]
[]
[]
[]
[]
[]
[]
[]
[]
[]
[]
[]
[]
[]
[]
[]
[]
[]
[]
[]
[]
[]
[]
[]
[]
[]
[]
[]
[]
[]
[]
[]
[]
[]
[]
[]
[]
[]
[]
[]
[]
[]
[]
[]
[]
[]
[]
[]
[]
[]
[]
[]
[]
[]
[]
[]
[]
[]
[]
[]
[]
[]
[]
[]
[]
[]
[]
[]
[]
[]
[]
[]
[]
[]
[]
[]
[]
[]
[]
[]
[]
[]
[]
[]
[]
[]
[]
[]
[]
[]
[]
[]
[]
[]
[]
[]
[]
[]
[]
[]
[]
[]
[]
[]
[]
[]
[]
[]
[]
[]
[]
[]
[]
[]
[]
[]
[]
[]
[]
[]
[]
[]
[]
[]
[]
[]
[]
[]
[]
[]
[]
[]
[]
[]
[]
[]
[]
[]
[]
[]
[]
[]
[]
[]
[]
[]
[]
[]
[]
[]
[]
[]
[]
[]
[]
[]
[]
[]
[]
[]
[]
[]
[]
[]
[]
[]
[]
[]
[]
[]
[]
[]
[]
[]
[]
[]
[]
[]
[]
[]
[]
[]
[]
[]
[]
[]
[]
[]
[]
[]
[]
[]
[]
[]
[]
[]
[]
[]
[]
[]
[]
[]
[]
[]
[]
[]
[]
[]
[]
[]
[]
[]
[]
[]
[]
[]
[]
[]
[]
[]
[]
[]
[]
[]
[]
[]
[]
[]
[]
[]
[]
[]
[]
[]
[]
[]
[]
[]
[]
[]
[]
[]
[]
[]
[]
[]
[]
[]
[]
[]
[]
[]
[]
[]
[]
[]
[]
[]
[]
[]
[]
[]
[]
[]
[]
[]
[]
[]
[]
[]
[]
[]
[]
[]
[]
[]
[]
[]
[]
[]
[]
[]
[]
[]
[]
[]
[]
[]
[]
[]
[]
[]
[]
[]
[]
[]
[]
[]
[]
[]
[]
[]
[]
[]
[]
[]
[]
[]
[]
[]
[]
[]
[]
[]
[]
[]
[]
[]
[]
[]
[]
[]
[]
[]
[]
[]
[]
[]
[]
[]
[]
[]
[]
[]
[]
[]
[]
[]
[]
[]
[]
[]
[]
[]
[]
[]
[]
[]
[]
[]
[]
[]
[]
[]
[]
[]
[]
[]
[]
[]
[]
[]
[]
[]
[]
[]
[]
[]
[]
[]
[]
[]
[]
[]
[]
[]
[]
[]
[]
[]
[]
[]
[]
[]
[]
[]
[]
[]
[]
[]
[]
[]
[]
[]
[]
[]
[]
[]
[]
[]
[]
[]
[]
[]
[]
[]
[]
[]
[]
[]
[]
[]
[]
[]
[]
[]
[]
[]
[]
[]
[]
[]
[]
[]
[]
[]
[]
[]
[]
[]
[]
[]
[]
[]
[]
[]
[]
[]
[]
[]
[]
[]
[]
[]
[]
[]
[]
[]
[]
[]
[]
[]
[]
[]
[]
[]
[]
[]
[]
[]
[]
[]
[]
[]
[]
[]
[]
[]
[]
[]
[]
[]
[]
[]
[]
[]
[]
[]
[]
[]
[]
[]
[]
[]
[]
[]
[]
[]
[]
[]
[]
[]
[]
[]
[]
[]
[]
[]
[]
[]
[]
[]
[]
[]
[]
[]
[]
[]
[]
[]
[]
[]
[]
[]
[]
[]
[]
[]
[]
[]
[]
[]
[]
[]
[]
[]
[]
[]
[]
[]
[]
[]
[]
[]
[]
[]
[]
[]
[]
[]
[]
[]
[]
[]
[]
[]
[]
[]
[]
[]
[]
[]
[]
[]
[]
[]
[]
[]
[]
[]
[]
[]
[]
[]
[]
[]
[]
[]
[]
[]
[]
[]
[]
[]
[]
[]
[]
[]
[]
[]
[]
[]
[]
[]
[]
[]
[]
[]
[]
[]
[]
[]
[]
[]
[]
[]
[]
[]
[]
[]
[]
[]
[]
[]
[]
[]
[]
[]
[]
[]
[]
[]
[]
[]
[]
[]
[]
[]
[]
[]
[]
[]
[]
[]
[]
[]
[]
[]
[]
[]
[]
[]
[]
[]
[]
[]
[]
[]
[]
[]
[]
[]
[]
[]
[]
[]
[]
[]
[]
[]
[]
[]
[]
[]
[]
[]
[]
[]
[]
[]
[]
[]
[]
[]
[]
[]
[]
[]
[]
[]
[]
[]
[]
[]
[]
[]
[]
[]
[]
[]
[]
[]
[]
[]
[]
[]
[]
[]
[]
[]
[]
[]
[]
[]
[]
[]
[]
[]
[]
[]
[]
[]
[]
[]
[]
[]
[]
[]
[]
[]
[]
[]
[]
[]
[]
[]
[]
[]
[]
[]
[]
[]
[]
[]
[]
[]
[]
[]
[]
[]
[]
[]
[]
[]
[]
[]
[]
[]
[]
[]
[]
[]
[]
[]
[]
[]
[]
[]
[]
[]
[]
[]
[]
[]
[]
[]
[]
[]
[]
[]
[]
[]
[]
[]
[]
[]
[]
[]
[]
[]
[]
[]
[]
[]
[]
[]
[]
[]
[]
[]
[]
[]
[]
[]
[]
[]
[]
[]
[]
[]
[]
[]
[]
[]
[]
[]
[]
[]
[]
[]
[]
[]
[]
[]
[]
[]
[]
[]
[]
[]
[]
[]
[]
[]
[]
[]
[]
[]
[]
[]
[]
[]
[]
[]
[]
[]
[]
[]
[]
[]
[]
[]
[]
[]
[]
[]
[]
[]
[]
[]
[]
[]
[]
[]
[]
[]
[]
[]
[]
[]
[]
[]
[]
[]
[]
[]
[]
[]
[]
[]
[]
[]
[]
[]
[]
[]
[]
[]
[]
[]
[]
[]
[]
[]
[]
[]
[]
[]
[]
[]
[]
[]
[]
[]
[]
[]
[]
[]
[]
[]
[]
[]
[]
[]
[]
[]
[]
[]
[]
[]
[]
[]
[]
[]
[]
[]
[]
[]
[]
[]
[]
[]
[]
[]
[]
[]
[]
[]
[]
[]
[]
[]
[]
[]
[]
[]
[]
[]
[]
[]
[]
[]
[]
[]
[]
[]
[]
[]
[]
[]
[]
[]
[]
[]
[]
[]
[]
[]
[]
[]
[]
[]
[]
[]
[]
[]
[]
[]
[]
[]
[]
[]
[]
[]
[]
[]
[]
[]
[]
[]
[]
[]
[]
[]
[]
[]
[]
[]
[]
[]
[]
[]
[]
[]
[]
[]
[]
[]
[]
[]
[]
[]
[]
[]
[]
[]
[]
[]
[]
[]
[]
[]
[]
[]
[]
[]
[]
[]
[]
[]
[]
[]
[]
[]
[]
[]
[]
[]
[]
[]
[]
[]
[]
[]
[]
[]
[]
[]
[]
[]
[]
[]
[]
[]
[]
[]
[]
[]
[]
[]
[]
[]
[]
[]
[]
[]
[]
[]
[]
[]
[]
[]
[]
[]
[]
[]
[]
[]
[]
[]
[]
[]
[]
[]
[]
[]
[]
[]
[]
[]
[]
[]
[]
[]
[]
[]
[]
[]
[]
[]
[]
[]
[]
[]
[]
[]
[]
[]
[]
[]
[]
[]
[]
[]
[]
[]
[]
[]
[]
[]
[]
[]
[]
[]
[]
[]
[]
[]
[]
[]
[]
[]
[]
[]
[]
[]
[]
[]
[]
[]
[]
[]
[]
[]
[]
[]
[]
[]
[]
[]
[]
[]
[]
[]
[]
[]
[]
[]
[]
[]
[]
[]
[]
[]
[]
[]
[]
[]
[]
[]
[]
[]
[]
[]
[]
[]
[]
[]
[]
[]
[]
[]
[]
[]
[]
[]
[]
[]
[]
[]
[]
[]
[]
[]
[]
[]
[]
[]
[]
[]
[]
[]
[]
[]
[]
[]
[]
[]
[]
[]
[]
[]
[]
[]
[]
[]
[]
[]
[]
[]
[]
[]
[]
[]
[]
[]
[]
[]
[]
[]
[]
[]
[]
[]
[]
[]
[]
[]
[]
[]
[]
[]
[]
[]
[]
[]
[]
[]
[]
[]
[]
[]
[]
[]
[]
[]
[]
[]
[]
[]
[]
[]
[]
[]
[]
[]
[]
[]
[]
[]
[]
[]
[]
[]
[]
[]
[]
[]
[]
[]
[]
[]
[]
[]
[]
[]
[]
[]
[]
[]
[]
[]
[]
[]
[]
[]
[]
[]
[]
[]
[]
[]
[]
[]
[]
[]
[]
[]
[]
[]
[]
[]
[]
[]
[]
[]
[]
[]
[]
[]
[]
[]
[]
[]
[]
[]
[]
[]
[]
[]
[]
[]
[]
[]
[]
[]
[]
[]
[]
[]
[]
[]
[]
[]
[]
[]
[]
[]
[]
[]
[]
[]
[]
[]
[]
[]
[]
[]
[]
[]
[]
[]
[]
[]
[]
[]
[]
[]
[]
[]
[]
[]
[]
[]
[]
[]
[]
[]
[]
[]
[]
[]
[]
[]
[]
[]
[]
[]
[]
[]
[]
[]
[]
[]
[]
[]
[]
[]
[]
[]
[]
[]
[]
[]
[]
[]
[]
[]
[]
[]
[]
[]
[]
[]
[]
[]
[]
[]
[]
[]
[]
[]
[]
[]
[]
[]
[]
[]
[]
[]
[]
[]
[]
[]
[]
[]
[]
[]
[]
[]
[]
[]
[]
[]
[]
[]
[]
[]
[]
[]
[]
[]
[]
[]
[]
[]
[]
[]
[]
[]
[]
[]
[]
[]
[]
[]
[]
[]
[]
[]
[]
[]
[]
[]
[]
[]
[]
[]
[]
[]
[]
[]
[]
[]
[]
[]
[]
[]
[]
[]
[]
[]
[]
[]
[]
[]
[]
[]
[]
[]
[]
[]
[]
[]
[]
[]
[]
[]
[]
[]
[]
[]
[]
[]
[]
[]
[]
[]
[]
[]
[]
[]
[]
[]
[]
[]
[]
[]
[]
[]
[]
[]
[]
[]
[]
[]
[]
[]
[]
[]
[]
[]
[]
[]
[]
[]
[]
[]
[]
[]
[]
[]
[]
[]
[]
[]
[]
[]
[]
[]
[]
[]
[]
[]
[]
[]
[]
[]
[]
[]
[]
[]
[]
[]
[]
[]
[]
[]
[]
[]
[]
[]
[]
[]
[]
[]
[]
[]
[]
[]
[]
[]
[]
[]
[]
[]
[]
[]
[]
[]
[]
[]
[]
[]
[]
[]
[]
[]
[]
[]
[]
[]
[]
[]
[]
[]
[]
[]
[]
[]
[]
[]
[]
[]
[]
[]
[]
[]
[]
[]
[]
[]
[]
[]
[]
[]
[]
[]
[]
[]
[]
[]
[]
[]
[]
[]
[]
[]
[]
[]
[]
[]
[]
[]
[]
[]
[]
[]
[]
[]
[]
[]
[]
[]
[]
[]
[]
[]
[]
[]
[]
[]
[]
[]
[]
[]
[]
[]
[]
[]
[]
[]
[]
[]
[]
[]
[]
[]
[]
[]
[]
[]
[]
[]
[]
[]
[]
[]
[]
[]
[]
[]
[]
[]
[]
[]
[]
[]
[]
[]
[]
[]
[]
[]
[]
[]
[]
[]
[]
[]
[]
[]
[]
[]
[]
[]
[]
[]
[]
[]
[]
[]
[]
[]
[]
[]
[]
[]
[]
[]
[]
[]
[]
[]
[]
[]
[]
[]
[]
[]
[]
[]
[]
[]
[]
[]
[]
[]
[]
[]
[]
[]
[]
[]
[]
[]
[]
[]
[]
[]
[]
[]
[]
[]
[]
[]
[]
[]
[]
[]
[]
[]
[]
[]
[]
[]
[]
[]
[]
[]
[]
[]
[]
[]
[]
[]
[]
[]
[]
[]
[]
[]
[]
[]
[]
[]
[]
[]
[]
[]
[]
[]
[]
[]
[]
[]
[]
[]
[]
[]
[]
[]
[]
[]
[]
[]
[]
[]
[]
[]
[]
[]
[]
[]
[]
[]
[]
[]
[]
[]
[]
[]
[]
[]
[]
[]
[]
[]
[]
[]
[]
[]
[]
[]
[]
[]
[]
[]
[]
[]
[]
[]
[]
[]
[]
[]
[]
[]
[]
[]
[]
[]
[]
[]
[]
[]
[]
[]
[]
[]
[]
[]
[]
[]
[]
[]
[]
[]
[]
[]
[]
[]
[]
[]
[]
[]
[]
[]
[]
[]
[]
[]
[]
[]
[]
[]
[]
[]
[]
[]
[]
[]
[]
[]
[]
[]
[]
[]
[]
[]
[]
[]
[]
[]
[]
[]
[]
[]
[]
[]
[]
[]
[]
[]
[]
[]
[]
[]
[]
[]
[]
[]
[]
[]
[]
[]
[]
[]
[]
[]
[]
[]
[]
[]
[]
[]
[]
[]
[]
[]
[]
[]
[]
[]
[]
[]
[]
[]
[]
[]
[]
[]
[]
[]
[]
[]
[]
[]
[]
[]
[]
[]
[]
[]
[]
[]
[]
[]
[]
[]
[]
[]
[]
[]
[]
[]
[]
[]
[]
[]
[]
[]
[]
[]
[]
[]
[]
[]
[]
[]
[]
[]
[]
[]
[]
[]
[]
[]
[]
[]
[]
[]
[]
[]
[]
[]
[]
[]
[]
[]
[]
[]
[]
[]
[]
[]
[]
[]
[]
[]
[]
[]
[]
[]
[]
[]
[]
[]
[]
[]
[]
[]
[]
[]
[]
[]
[]
[]
[]
[]
[]
[]
[]
[]
[]
[]
[]
[]
[]
[]
[]
[]
[]
[]
[]
[]
[]
[]
[]
[]
[]
[]
[]
[]
[]
[]
[]
[]
[]
[]
[]
[]
[]
[]
[]
[]
[]
[]
[]
[]
[]
[]
[]
[]
[]
[]
[]
[]
[]
[]
[]
[]
[]
[]
[]
[]
[]
[]
[]
[]
[]
[]
[]
[]
[]
[]
[]
[]
[]
[]
[]
[]
[]
[]
[]
[]
[]
[]
[]
[]
[]
[]
[]
[]
[]
[]
[]
[]
[]
[]
[]
[]
[]
[]
[]
[]
[]
[]
[]
[]
[]
[]
[]
[]
[]
[]
[]
[]
[]
[]
[]
[]
[]
[]
[]
[]
[]
[]
[]
[]
[]
[]
[]
[]
[]
[]
[]
[]
[]
[]
[]
[]
[]
[]
[]
[]
[]
[]
[]
[]
[]
[]
[]
[]
[]
[]
[]
[]
[]
[]
[]
[]
[]
[]
[]
[]
[]
[]
[]
[]
[]
[]
[]
[]
[]
[]
[]
[]
[]
[]
[]
[]
[]
[]
[]
[]
[]
[]
[]
[]
[]
[]
[]
[]
[]
[]
[]
[]
[]
[]
[]
[]
[]
[]
[]
[]
[]
[]
[]
[]
[]
[]
[]
[]
[]
[]
[]
[]
[]
[]
[]
[]
[]
[]
[]
[]
[]
[]
[]
[]
[]
[]
[]
[]
[]
[]
[]
[]
[]
[]
[]
[]
[]
[]
[]
[]
[]
[]
[]
[]
[]
[]
[]
[]
[]
[]
[]
[]
[]
[]
[]
[]
[]
[]
[]
[]
[]
[]
[]
[]
[]
[]
[]
[]
[]
[]
[]
[]
[]
[]
[]
[]
[]
[]
[]
[]
[]
[]
[]
[]
[]
[]
[]
[]
[]
[]
[]
[]
[]
[]
[]
[]
[]
[]
[]
[]
[]
[]
[]
[]
[]
[]
[]
[]
[]
[]
[]
[]
[]
[]
[]
[]
[]
[]
[]
[]
[]
[]
[]
[]
[]
[]
[]
[]
[]
[]
[]
[]
[]
[]
[]
[]
[]
[]
[]
[]
[]
[]
[]
[]
[]
[]
[]
[]
[]
[]
[]
[]
[]
[]
[]
[]
[]
[]
[]
[]
[]
[]
[]
[]
[]
[]
[]
[]
[]
[]
[]
[]
[]
[]
[]
[]
[]
[]
[]
[]
[]
[]
[]
[]
[]
[]
[]
[]
[]
[]
[]
[]
[]
[]
[]
[]
[]
[]
[]
[]
[]
[]
[]
[]
[]
[]
[]
[]
[]
[]
[]
[]
[]
[]
[]
[]
[]
[]
[]
[]
[]
[]
[]
[]
[]
[]
[]
[]
[]
[]
[]
[]
[]
[]
[]
[]
[]
[]
[]
[]
[]
[]
[]
[]
[]
[]
[]
[]
[]
[]
[]
[]
[]
[]
[]
[]
[]
[]
[]
[]
[]
[]
[]
[]
[]
[]
[]
[]
[]
[]
[]
[]
[]
[]
[]
[]
[]
[]
[]
[]
[]
[]
[]
[]
[]
[]
[]
[]
[]
[]
[]
[]
[]
[]
[]
[]
[]
[]
[]
[]
[]
[]
[]
[]
[]
[]
[]
[]
[]
[]
[]
[]
[]
[]
[]
[]
[]
[]
[]
[]
[]
[]
[]
[]
[]
[]
[]
[]
[]
[]
[]
[]
[]
[]
[]
[]
[]
[]
[]
[]
[]
[]
[]
[]
[]
[]
[]
[]
[]
[]
[]
[]
[]
[]
[]
[]
[]
[]
[]
[]
[]
[]
[]
[]
[]
[]
[]
[]
[]
[]
[]
[]
[]
[]
[]
[]
[]
[]
[]
[]
[]
[]
[]
[]
[]
[]
[]
[]
[]
[]
[]
[]
[]
[]
[]
[]
[]
[]
[]
[]
[]
[]
[]
[]
[]
[]
[]
[]
[]
[]
[]
[]
[]
[]
[]
[]
[]
[]
[]
[]
[]
[]
[]
[]
[]
[]
[]
[]
[]
[]
[]
[]
[]
[]
[]
[]
[]
[]
[]
[]
[]
[]
[]
[]
[]
[]
[]
[]
[]
[]
[]
[]
[]
[]
[]
[]
[]
[]
[]
[]
[]
[]
[]
[]
[]
[]
[]
[]
[]
[]
[]
[]
[]
[]
[]
[]
[]
[]
[]
[]
[]
[]
[]
[]
[]
[]
[]
[]
[]
[]
[]
[]
[]
[]
[]
[]
[]
[]
[]
[]
[]
[]
[]
[]
[]
[]
[]
[]
[]
[]
[]
[]
[]
[]
[]
[]
[]
[]
[]
[]
[]
[]
[]
[]
[]
[]
[]
[]
[]
[]
[]
[]
[]
[]
[]
[]
[]
[]
[]
[]
[]
[]
[]
[]
[]
[]
[]
[]
[]
[]
[]
[]
[]
[]
[]
[]
[]
[]
[]
[]
[]
[]
[]
[]
[]
[]
[]
[]
[]
[]
[]
[]
[]
[]
[]
[]
[]
[]
[]
[]
[]
[]
[]
[]
[]
[]
[]
[]
[]
[]
[]
[]
[]
[]
[]
[]
[]
[]
[]
[]
[]
[]
[]
[]
[]
[]
[]
[]
[]
[]
[]
[]
[]
[]
[]
[]
[]
[]
[]
[]
[]
[]
[]
[]
[]
[]
[]
[]
[]
[]
[]
[]
[]
[]
[]
[]
[]
[]
[]
[]
[]
[]
[]
[]
[]
[]
[]
[]
[]
[]
[]
[]
[]
[null,null,null,null,null,null,null,null,null,null,null,null,null,null,null,899,33250]

{"sheet":"Power Exceedance","index":7,"n_rows":2118,"n_cols":10,"rows_kept":2118,"cut":false,"hidden":false,"merged":[]}
[{"$f":"Start!B3&\" - Power Exceedance\"","v":" - Power Exceedance"}]
[]
["Power\n(kW)","Date\n(m/d/y)","Point Counter","%\nExceedance"]
[]
[]
[]
[]
[]
[]
[]
[]
[]
[]
[]
[]
[]
[]
[]
[]
[]
[]
[]
[]
[]
[]
[]
[]
[]
[]
[]
[]
[]
[]
[]
[null,null,null,null,null,"Input Data Min / Max Values"]
[null,null,null,null,null,"Max Generation (kW)"]
[null,null,null,null,null,"Min Generation (kW)"]
[]
[]
[null,null,null,null,null,"Use below control to change chart axis scale"]
[null,null,null,null,null,"Chart Axis Maximum (KW)"]
[null,null,null,null,null,"Chart Axis Step Step Units (KW)"]
[]
[]
[]
[]
[]
[]
[]
[]
[]
[]
[]
[]
[]
[]
[]
[]
[]
[]
[]
[]
[]
[]
[]
[]
[]
[]
[]
[]
[]
[]
[]
[]
[]
[]
[]
[]
[]
[]
[]
[]
[]
[]
[]
[]
[]
[]
[]
[]
[]
[]
[]
[]
[]
[]
[]
[]
[]
[]
[]
[]
[]
[]
[]
[]
[]
[]
[]
[]
[]
[]
[]
[]
[]
[]
[]
[]
[]
[]
[]
[]
[]
[]
[]
[]
[]
[]
[]
[]
[]
[]
[]
[]
[]
[]
[]
[]
[]
[]
[]
[]
[]
[]
[]
[]
[]
[]
[]
[]
[]
[]
[]
[]
[]
[]
[]
[]
[]
[]
[]
[]
[]
[]
[]
[]
[]
[]
[]
[]
[]
[]
[]
[]
[]
[]
[]
[]
[]
[]
[]
[]
[]
[]
[]
[]
[]
[]
[]
[]
[]
[]
[]
[]
[]
[]
[]
[]
[]
[]
[]
[]
[]
[]
[]
[]
[]
[]
[]
[]
[]
[]
[]
[]
[]
[]
[]
[]
[]
[]
[]
[]
[]
[]
[]
[]
[]
[]
[]
[]
[]
[]
[]
[]
[]
[]
[]
[]
[]
[]
[]
[]
[]
[]
[]
[]
[]
[]
[]
[]
[]
[]
[]
[]
[]
[]
[]
[]
[]
[]
[]
[]
[]
[]
[]
[]
[]
[]
[]
[]
[]
[]
[]
[]
[]
[]
[]
[]
[]
[]
[]
[]
[]
[]
[]
[]
[]
[]
[]
[]
[]
[]
[]
[]
[]
[]
[]
[]
[]
[]
[]
[]
[]
[]
[]
[]
[]
[]
[]
[]
[]
[]
[]
[]
[]
[]
[]
[]
[]
[]
[]
[]
[]
[]
[]
[]
[]
[]
[]
[]
[]
[]
[]
[]
[]
[]
[]
[]
[]
[]
[]
[]
[]
[]
[]
[]
[]
[]
[]
[]
[]
[]
[]
[]
[]
[]
[]
[]
[]
[]
[]
[]
[]
[]
[]
[]
[]
[]
[]
[]
[]
[]
[]
[]
[]
[]
[]
[]
[]
[]
[]
[]
[]
[]
[]
[]
[]
[]
[]
[]
[]
[]
[]
[]
[]
[]
[]
[]
[]
[]
[]
[]
[]
[]
[]
[]
[]
[]
[]
[]
[]
[]
[]
[]
[]
[]
[]
[]
[]
[]
[]
[]
[]
[]
[]
[]
[]
[]
[]
[]
[]
[]
[]
[]
[]
[]
[]
[]
[]
[]
[]
[]
[]
[]
[]
[]
[]
[]
[]
[]
[]
[]
[]
[]
[]
[]
[]
[]
[]
[]
[]
[]
[]
[]
[]
[]
[]
[]
[]
[]
[]
[]
[]
[]
[]
[]
[]
[]
[]
[]
[]
[]
[]
[]
[]
[]
[]
[]
[]
[]
[]
[]
[]
[]
[]
[]
[]
[]
[]
[]
[]
[]
[]
[]
[]
[]
[]
[]
[]
[]
[]
[]
[]
[]
[]
[]
[]
[]
[]
[]
[]
[]
[]
[]
[]
[]
[]
[]
[]
[]
[]
[]
[]
[]
[]
[]
[]
[]
[]
[]
[]
[]
[]
[]
[]
[]
[]
[]
[]
[]
[]
[]
[]
[]
[]
[]
[]
[]
[]
[]
[]
[]
[]
[]
[]
[]
[]
[]
[]
[]
[]
[]
[]
[]
[]
[]
[]
[]
[]
[]
[]
[]
[]
[]
[]
[]
[]
[]
[]
[]
[]
[]
[]
[]
[]
[]
[]
[]
[]
[]
[]
[]
[]
[]
[]
[]
[]
[]
[]
[]
[]
[]
[]
[]
[]
[]
[]
[]
[]
[]
[]
[]
[]
[]
[]
[]
[]
[]
[]
[]
[]
[]
[]
[]
[]
[]
[]
[]
[]
[]
[]
[]
[]
[]
[]
[]
[]
[]
[]
[]
[]
[]
[]
[]
[]
[]
[]
[]
[]
[]
[]
[]
[]
[]
[]
[]
[]
[]
[]
[]
[]
[]
[]
[]
[]
[]
[]
[]
[]
[]
[]
[]
[]
[]
[]
[]
[]
[]
[]
[]
[]
[]
[]
[]
[]
[]
[]
[]
[]
[]
[]
[]
[]
[]
[]
[]
[]
[]
[]
[]
[]
[]
[]
[]
[]
[]
[]
[]
[]
[]
[]
[]
[]
[]
[]
[]
[]
[]
[]
[]
[]
[]
[]
[]
[]
[]
[]
[]
[]
[]
[]
[]
[]
[]
[]
[]
[]
[]
[]
[]
[]
[]
[]
[]
[]
[]
[]
[]
[]
[]
[]
[]
[]
[]
[]
[]
[]
[]
[]
[]
[]
[]
[]
[]
[]
[]
[]
[]
[]
[]
[]
[]
[]
[]
[]
[]
[]
[]
[]
[]
[]
[]
[]
[]
[]
[]
[]
[]
[]
[]
[]
[]
[]
[]
[]
[]
[]
[]
[]
[]
[]
[]
[]
[]
[]
[]
[]
[]
[]
[]
[]
[]
[]
[]
[]
[]
[]
[]
[]
[]
[]
[]
[]
[]
[]
[]
[]
[]
[]
[]
[]
[]
[]
[]
[]
[]
[]
[]
[]
[]
[]
[]
[]
[]
[]
[]
[]
[]
[]
[]
[]
[]
[]
[]
[]
[]
[]
[]
[]
[]
[]
[]
[]
[]
[]
[]
[]
[]
[]
[]
[]
[]
[]
[]
[]
[]
[]
[]
[]
[]
[]
[]
[]
[]
[]
[]
[]
[]
[]
[]
[]
[]
[]
[]
[]
[]
[]
[]
[]
[]
[]
[]
[]
[]
[]
[]
[]
[]
[]
[]
[]
[]
[]
[]
[]
[]
[]
[]
[]
[]
[]
[]
[]
[]
[]
[]
[]
[]
[]
[]
[]
[]
[]
[]
[]
[]
[]
[]
[]
[]
[]
[]
[]
[]
[]
[]
[]
[]
[]
[]
[]
[]
[]
[]
[]
[]
[]
[]
[]
[]
[]
[]
[]
[]
[]
[]
[]
[]
[]
[]
[]
[]
[]
[]
[]
[]
[]
[]
[]
[]
[]
[]
[]
[]
[]
[]
[]
[]
[]
[]
[]
[]
[]
[]
[]
[]
[]
[]
[]
[]
[]
[]
[]
[]
[]
[]
[]
[]
[]
[]
[]
[]
[]
[]
[]
[]
[]
[]
[]
[]
[]
[]
[]
[]
[]
[]
[]
[]
[]
[]
[]
[]
[]
[]
[]
[]
[]
[]
[]
[]
[]
[]
[]
[]
[]
[]
[]
[]
[]
[]
[]
[]
[]
[]
[]
[]
[]
[]
[]
[]
[]
[]
[]
[]
[]
[]
[]
[]
[]
[]
[]
[]
[]
[]
[]
[]
[]
[]
[]
[]
[]
[]
[]
[]
[]
[]
[]
[]
[]
[]
[]
[]
[]
[]
[]
[]
[]
[]
[]
[]
[]
[]
[]
[]
[]
[]
[]
[]
[]
[]
[]
[]
[]
[]
[]
[]
[]
[]
[]
[]
[]
[]
[]
[]
[]
[]
[]
[]
[]
[]
[]
[]
[]
[]
[]
[]
[]
[]
[]
[]
[]
[]
[]
[]
[]
[]
[]
[]
[]
[]
[]
[]
[]
[]
[]
[]
[]
[]
[]
[]
[]
[]
[]
[]
[]
[]
[]
[]
[]
[]
[]
[]
[]
[]
[]
[]
[]
[]
[]
[]
[]
[]
[]
[]
[]
[]
[]
[]
[]
[]
[]
[]
[]
[]
[]
[]
[]
[]
[]
[]
[]
[]
[]
[]
[]
[]
[]
[]
[]
[]
[]
[]
[]
[]
[]
[]
[]
[]
[]
[]
[]
[]
[]
[]
[]
[]
[]
[]
[]
[]
[]
[]
[]
[]
[]
[]
[]
[]
[]
[]
[]
[]
[]
[]
[]
[]
[]
[]
[]
[]
[]
[]
[]
[]
[]
[]
[]
[]
[]
[]
[]
[]
[]
[]
[]
[]
[]
[]
[]
[]
[]
[]
[]
[]
[]
[]
[]
[]
[]
[]
[]
[]
[]
[]
[]
[]
[]
[]
[]
[]
[]
[]
[]
[]
[]
[]
[]
[]
[]
[]
[]
[]
[]
[]
[]
[]
[]
[]
[]
[]
[]
[]
[]
[]
[]
[]
[]
[]
[]
[]
[]
[]
[]
[]
[]
[]
[]
[]
[]
[]
[]
[]
[]
[]
[]
[]
[]
[]
[]
[]
[]
[]
[]
[]
[]
[]
[]
[]
[]
[]
[]
[]
[]
[]
[]
[]
[]
[]
[]
[]
[]
[]
[]
[]
[]
[]
[]
[]
[]
[]
[]
[]
[]
[]
[]
[]
[]
[]
[]
[]
[]
[]
[]
[]
[]
[]
[]
[]
[]
[]
[]
[]
[]
[]
[]
[]
[]
[]
[]
[]
[]
[]
[]
[]
[]
[]
[]
[]
[]
[]
[]
[]
[]
[]
[]
[]
[]
[]
[]
[]
[]
[]
[]
[]
[]
[]
[]
[]
[]
[]
[]
[]
[]
[]
[]
[]
[]
[]
[]
[]
[]
[]
[]
[]
[]
[]
[]
[]
[]
[]
[]
[]
[]
[]
[]
[]
[]
[]
[]
[]
[]
[]
[]
[]
[]
[]
[]
[]
[]
[]
[]
[]
[]
[]
[]
[]
[]
[]
[]
[]
[]
[]
[]
[]
[]
[]
[]
[]
[]
[]
[]
[]
[]
[]
[]
[]
[]
[]
[]
[]
[]
[]
[]
[]
[]
[]
[]
[]
[]
[]
[]
[]
[]
[]
[]
[]
[]
[]
[]
[]
[]
[]
[]
[]
[]
[]
[]
[]
[]
[]
[]
[]
[]
[]
[]
[]
[]
[]
[]
[]
[]
[]
[]
[]
[]
[]
[]
[]
[]
[]
[]
[]
[]
[]
[]
[]
[]
[]
[]
[]
[]
[]
[]
[]
[]
[]
[]
[]
[]
[]
[]
[]
[]
[]
[]
[]
[]
[]
[]
[]
[]
[]
[]
[]
[]
[]
[]
[]
[]
[]
[]
[]
[]
[]
[]
[]
[]
[]
[]
[]
[]
[]
[]
[]
[]
[]
[]
[]
[]
[]
[]
[]
[]
[]
[]
[]
[]
[]
[]
[]
[]
[]
[]
[]
[]
[]
[]
[]
[]
[]
[]
[]
[]
[]
[]
[]
[]
[]
[]
[]
[]
[]
[]
[]
[]
[]
[]
[]
[]
[]
[]
[]
[]
[]
[]
[]
[]
[]
[]
[]
[]
[]
[]
[]
[]
[]
[]
[]
[]
[]
[]
[]
[]
[]
[]
[]
[]
[]
[]
[]
[]
[]
[]
[]
[]
[]
[]
[]
[]
[]
[]
[]
[]
[]
[]
[]
[]
[]
[]
[]
[]
[]
[]
[]
[]
[]
[]
[]
[]
[]
[]
[]
[]
[]
[]
[]
[]
[]
[]
[]
[]
[]
[]
[]
[]
[]
[]
[]
[]
[]
[]
[]
[]
[]
[]
[]
[]
[]
[]
[]
[]
[]
[]
[]
[]
[]
[]
[]
[]
[]
[]
[]
[]
[]
[]
[]
[]
[]
[]
[]
[]
[]
[]
[]
[]
[]
[]
[]
[]
[]
[]
[]
[]
[]
[]
[]
[]
[]
[]
[]
[]
[]
[]
[]
[]
[]
[]
[]
[]
[]
[]
[]
[]
[]
[]
[]
[]
[]
[]
[]
[]
[]
[]
[]
[]
[]
[]
[]
[]
[]
[]
[]
[]
[]
[]
[]
[]
[]
[]
[]
[]
[]
[]
[]
[]
[]
[]
[]
[]
[]
[]
[]
[]
[]
[]
[]
[]
[]
[]
[]
[]
[]
[]
[]
[]
[]
[]
[]
[]
[]
[]
[]
[]
[]
[]
[]
[]
[]
[]
[]
[]
[]
[]
[]
[]
[]
[]
[]
[]
[]
[]
[]
[]
[]
[]
[]
[]
[]
[]
[]
[]
[]
[]
[]
[]
[]
[]
[]
[]
[]
[]
[]
[]
[]
[]
[]
[]
[]
[]
[]
[]
[]
[]
[]
[]
[]
[]
[]
[]
[]
[]
[]
[]
[]
[]
[]
[]
[]
[]
[]
[]
[]
[]
[]
[]
[]
[]
[]
[]
[]
[]
[]
[]
[]
[]
[]
[]
[]
[]
[]
[]
[]
[]
[]
[]
[]
[]
[]
[]
[]
[]
[]
[]
[]
[]
[]
[]
[]
[]
[]
[]
[]
[]
[]
[]
[]
[]
[]
[]
[]
[]
[]
[]
[]
[]
[]
[]
[]
[]
[]
[]
[]
[]
[]
[]
[]
[]
[]
[]
[]
[]
[]
[]
[]
[]
[]
[]
[]
[]
[]
[]
[]
[]
[]
[]
[]
[]
[]
[]
[]
[]
[]
[]
[]
[]
[]
[]
[]
[]
[]
[]
[]
[]
[]
[]
[]
[]
[]
[]
[]
[]
[]
[]
[]
[]
[]
[]
[]
[]
[]
[]
[]
[]
[]
[]
[]
[]
[]
[]
[]
[]
[]
[]
[]
[]
[]
[]
[]
[]
[]
[]
[]
[]
[]
[]
[]
[]
[]
[]
[]
[]
[]
[]
[]
[]
[]
[]
[]
[]
[]
[]
[]
[]
[]
[]
[]
[]
[]
[]
[null,null,null,null,null,null,null,null,null,"Plant sizing basis"]
[null,null,null,null,null,null,null,null,null,"Plant sizing basis"]
[null,null,null,null,null,null,null,null,null,"Plant sizing basis"]
[null,null,null,null,null,null,null,null,null,"Plant sizing basis"]
[null,null,null,null,null,null,null,null,null,"Plant sizing basis"]
[null,null,null,null,null,null,null,null,null,"Plant sizing basis"]
[null,null,null,null,null,null,null,null,null,"Plant sizing basis"]
[null,null,null,null,null,null,null,null,null,"Plant sizing basis"]
[null,null,null,null,null,null,null,null,null,"Plant sizing basis"]
[null,null,null,null,null,null,null,null,null,"Plant sizing basis"]
[null,null,null,null,null,null,null,null,null,"Plant sizing basis"]
[null,null,null,null,null,null,null,null,null,"Plant sizing basis"]
[null,null,null,null,null,null,null,null,null,"Plant sizing basis"]
[null,null,null,null,null,null,null,null,null,"Plant sizing basis"]
[null,null,null,null,null,null,null,null,null,"Plant sizing basis"]
[null,null,null,null,null,null,null,null,null,"Plant sizing basis"]
[null,null,null,null,null,null,null,null,null,"Plant sizing basis"]
[null,null,null,null,null,null,null,null,null,"Plant sizing basis"]
[null,null,null,null,null,null,null,null,null,"Plant sizing basis"]

{"sheet":"Other State","index":8,"n_rows":19,"n_cols":4,"rows_kept":19,"cut":false,"hidden":false,"merged":[[5,3,5,13],[4,3,4,13]]}
[{"$f":"Start!B3&\" - Other State Assumptions\"","v":" - Other State Assumptions"}]
[]
["Green incentives ($/KWh) \n(State performance-based incentive)",null,null,"Notes for user:"]
["Period of incentives (years)",null,null,"1.Input information in this tab only if \"Other\" is selected under the Project Location cell in Start tab"]
["Price Projections for 2014",null,null,"2.Enter the State's performance based financial incentive. Note that federal incentives will be added on to the state incentive provided in cell B3. Refer to www.desireusa.org for more information on performance based incentives"]
["January",null,null,"3.Provide monthly price projections for 2014 and expected rate of escalation.The escalation rate provided in cell B18 is used to project power generation cost upto year 2030, after that the escalated 2030 price is used from 2031-2060, which is consistent with price projections used for the other listed states in this model."]
["February",null,null,"4. Input State Sales Tax into cell B19."]
["March"]
["April"]
["May "]
["June"]
["July "]
["August"]
["September"]
["October"]
["Novemeber"]
["December"]
["Rate of Escalation upto year 2030 (%)"]
["Sales tax (%)"]

{"sheet":"Plant Cost","index":9,"n_rows":61,"n_cols":8,"rows_kept":61,"cut":false,"hidden":false,"merged":[]}
["Bureau of Reclamation-Hydropower Assessment Plant Cost Estimate (Based on Single-Unit Plant Only)"]
[]
[]
["Undeveloped Site:",null,null,null,null,null,"State Sales Tax Rate:"]
[]
["Site Information",null,null,null,null,null,"State","State Sales Tax (%)"]
["Unit Capacity (MW)",{"$f":"Generation!S4/1000","v":0},null,null,null,null,"Arizona",5.6]
["Number of Units",1,null,null,null,null,"California",8.25]
["Plant Capacity  (MW)",{"$f":"B7/B8","v":0},null,null,null,null,"Colorado",2.9]
["Turbine Type",{"$f":"Start!B19","v":0},null,null,null,null,"Idaho",6]
["Design Head  (ft)",{"$f":"Start!B17","v":0},null,null,null,null,"Kansas",5.3]
["Unit Speed (RPM)",0,null,null,null,null,"Montana",0]
["Estimated Generation Voltage (KV)",{"$f":"IF((B9*1000/0.7457)<=500,0.48,IF((B9*1000/0.7457)<=13410,4.16,13.8))","v":0.48},null,null,null,null,"Nebraska",5.5]
["Transmission Voltage  (KV- 69,115)",{"$f":"Start!B27","v":0},null,null,null,null,"Nevada",6.85]
["T-Line Length  (miles)",{"$f":"Start!B28","v":0},null,null,null,null,"New Mexico",5]
["New Transformer",{"$f":"IF(B13<>B14,\"YES\",\"NO\")","v":"YES"},null,null,null,null,"North Dakota",5]
["Fish and Wildlife Mitigation    (Yes/No)",{"$f":"Start!B29","v":0},null,null,null,null,"Oklahoma",4.5]
["Recreation Mitigation            (Yes/No)",{"$f":"Start!B30","v":0},null,null,null,null,"Oregon",0]
["Historical & Archiological      (Yes/No)",{"$f":"Start!B31","v":0},null,null,null,null,"South Dakota",4]
["Water Quality Monitoring       (Yes/No)",{"$f":"Start!B32","v":0},null,null,null,null,"Texas",6.25]
["Fish Passage Required         (Yes/No)",{"$f":"Start!B33","v":0},null,null,null,null,"Utah",4.7]
["State Sales Tax Rate (%)",{"$f":"VLOOKUP(Start!B6,'Plant Cost'!G7:H24,2,0)","v":{"$error":"#N/A"}},null,null,null,null,"Wyoming",4]
["Construction Year",2010,null,null,null,null,"Washington",6.5]
[null,null,null,null,null,null,"Other",{"$f":"'Other State'!B19*100","v":0}]
["Total Direct Construction Cost",{"$f":"SUM(B26:B35)","v":{"$error":"#DIV/0!"}}]
["Civil Works",{"$f":"0.4*(B27+B28)","v":{"$error":"#DIV/0!"}}]
["Turbine(s)",{"$f":"IF(B10=\"Kaplan\",IF(B11<=100,(B9^0.72)*909000*(2.71826^(-0.0013*B11)),(5240000*(B9^0.72)*(B11^-0.38))),IF(B10=\"Francis\",IF(B11<=100,(B9^0.71)*760000*(2.71828^(-0.003*B11)),(3930000*(B9^0.71)*(B11^-0.42))),IF(B10=\"Pelton\",0.8*(3930000*B9^0.71)*(B11^-0.42),(B9^0.71)*760000*(2.71828^(-0.003*B11)))))","v":0}]
["Generator(s)",{"$f":"B8*(3900000*(B9^0.65)*(B12^-0.38))","v":{"$error":"#DIV/0!"}},null,null,null,null,"Notes for user:"]
["Balance of Plant Mechanical",{"$f":"B27*0.2","v":0},null,null,null,null,"1. Costs are calculated after pressing \"Complete Analysis Calculation\" button."]
["Balance of Plant Electrical",{"$f":"B28*0.35","v":{"$error":"#DIV/0!"}},null,null,null,null,"2. If user has more detailed cost information values and/or formula's highlighted in light green can be updated."]
["Transformer",{"$f":"-(0.001*(B7*1000/0.9)^2)+(25.403*(B7*1000/0.9))+14866","v":14866}]
["T-Line",{"$f":"IF(B14<69,B15*100000,IF(B14<=115,B15*200000,B15*230000))","v":0}]
["Contingency (20%)",{"$f":"(SUM(B26:B32))*0.2","v":{"$error":"#DIV/0!"}}]
["Sales Taxes",{"$f":"(SUM(B26:B33))*(B22/100)","v":{"$error":"#DIV/0!"}}]
["Engineering and CM (15%)",{"$f":"(SUM(B26:B34))*0.15","v":{"$error":"#DIV/0!"}}]
[]
["Total Development Costs",{"$f":"SUM(B39:B48)","v":{"$error":"#DIV/0!"}}]
["Cost Escalation factor from 2010",{"$f":"1.025^(B23-2010) - 1","v":0}]
["Licensing Cost",{"$f":"(780000*(B7^0.7)) * (B38+1)","v":0}]
["Total Direct Construction Cost",{"$f":"B25*(B38+1)","v":{"$error":"#DIV/0!"}}]
["T-Line Right-of-Way",{"$f":"(B15*5280*150/43560)*2000","v":0}]
["Fish & Wildlife Mitigation",{"$f":"IF(B17=\"Yes\",390000*(B7^0.96)*(B38+1),0)","v":0}]
["Recreation Mitigation ",{"$f":"IF(B18=\"Yes\",260000*(B7^0.97)*(B38+1),0)","v":0}]
["Historical & Archiological",{"$f":"IF(B19=\"Yes\",130000*(B7^0.72)*(B38+1),0)","v":0}]
["Water Quality Monitoring",{"$f":"IF(B20=\"Yes\",520000*(B7^0.44)*(B38+1),0)","v":0}]
["Fish Passage",{"$f":"IF(B21=\"Yes\",1300000*B7^0.56*(B38+1),0)","v":0}]
["Other (define)",0]
["Other (define)",0]
[]
["Annual O&M Expense",{"$f":"SUM(B51:B61)","v":{"$error":"#DIV/0!"}}]
["Fixed Annual O&M",{"$f":"26000*(B7^0.75)","v":0}]
["Variable O&M",{"$f":"26000*(B7^0.8)","v":0}]
["FERC Charges",{"$f":"0.17238*B8/1000 + 1.53277 * B7* 1000","v":1.7238E-4}]
["Transmission / Interconnection",10000]
["Insurance",{"$f":"B25*0.003","v":{"$error":"#DIV/0!"}}]
["Taxes",{"$f":"B25*0.012","v":{"$error":"#DIV/0!"}}]
["Management / Office / Overhead",{"$f":"B25*0.005","v":{"$error":"#DIV/0!"}}]
["Major Repairs Fund",{"$f":"B25*0.001","v":{"$error":"#DIV/0!"}}]
["Reclamation / Federal Admin",10000]
["Other (define)",0]
["Other (define)",0]

{"sheet":"BC Ratio and IRR","index":10,"n_rows":73,"n_cols":12,"rows_kept":73,"cut":false,"hidden":false,"merged":[[13,8,13,9],[12,8,12,9],[15,8,15,9],[16,8,16,9]]}
["Benefit-Cost (BC) Ratio and Internal Rate of Return (IRR)"]
["Notes for user:"]
["1.  BC ratio calculation uses FY 2010 Federal Discount Rate of 4.375% to compute present value of benefits and costs (discount rate is calculation input)"]
["2.  IRR is the computed discount rate which equates the present value of benefits to the present value of costs (discount rate is calculation output)"]
["3.  Costs and benefits are discounted to Year 2010 (current year) "]
["4.  Nominal construction costs, O&M costs, and benefits are expressed at 2010 price level"]
["5.  3-year construction period is 2011-2013, and 1/3 of costs are expended each year"]
["6.  Annual O&M expenditures and power generation benefits begin in 2014, the first year after construction is complete"]
["7.  Costs and benefits are evaluated over a 50-year period of analysis, 2011-2060"]
["8.  Benefits computed from average monthly generation (worksheet \"Generation\") and Aurora model prices (worksheet \"Price Projections\")"]
["9. Due to limitations in excel,highly negative IRR results can not be computed.Since a negative IRR indicates that a project is clearly uneconomic,no numeric estimates are provided for any negative IRR results and the result is simply identified as \"Negative\""]
["Input Variables from \"Plant Cost\" Worksheet",null,null,null,null,null,null,null,"With Green Incentive:"]
["Construction Cost",{"$f":"'Plant Cost'!B37","v":{"$error":"#DIV/0!"}},null,null,null,null,null,null,"Benefit-Cost Ratio:",null,{"$f":"I72/E72","v":{"$error":"#DIV/0!"}}]
["O&M Cost",{"$f":"'Plant Cost'!B50","v":{"$error":"#DIV/0!"}},null,null,null,null,null,null,"IRR:",null,{"$f":"IF(K72<0,\"Negative\",IRR(K20:K70,0.01))","v":{"$error":"#DIV/0!"}}]
["Assumptions",null,null,null,null,null,null,null,"Without Green Incentive:"]
["Discount Rate",4.3749999999999997E-2,null,null,null,null,null,null,"Benefit-Cost Ratio:",null,{"$f":"J72/E72","v":{"$error":"#DIV/0!"}}]
[null,null,null,null,null,null,null,null,"IRR:",null,{"$f":"IF(L72<0,\"Negative\",IRR(L20:L70,0.01))","v":{"$error":"#DIV/0!"}}]
[]
["Calendar Year","Construction Cost \n(2010 Dollars)","Annual OM&R Cost \n(2010 Dollars)","Total Costs","Present Worth of Costs","Power Generation Income \n(2010 Dollars)","Green Energy Price \n(2010 Dollars)","Total Benefits","Present Worth of Benefits (with Green Incentive)","Present Worth of Benefits (w/o Green Incentive)","Net Benefits or Net Costs (with Green Incentive)","Net Benefits or Net Costs (w/o Green Incentive)"]
[2010,null,null,{"$f":"B20+C20","v":0},{"$f":"D20/(1+$B$16)^(A20-2010)","v":0},null,null,null,{"$f":"H20/(1+$B$16)^(A20-2010)","v":0},{"$f":"F20/(1+$B$16)^(A20-2010)","v":0},{"$f":"H20-D20","v":0},{"$f":"F20-D20","v":0}]
[2011,{"$f":"$B$13/3","v":{"$error":"#DIV/0!"}},null,{"$error":"#DIV/0!"},{"$error":"#DIV/0!"},null,null,null,0,0,{"$error":"#DIV/0!"},{"$f":"F21-D21","v":{"$error":"#DIV/0!"}}]
[2012,{"$f":"$B$13/3","v":{"$error":"#DIV/0!"}},null,{"$error":"#DIV/0!"},{"$error":"#DIV/0!"},null,null,null,0,0,{"$error":"#DIV/0!"},{"$f":"F22-D22","v":{"$error":"#DIV/0!"}}]
[2013,{"$f":"$B$13/3","v":{"$error":"#DIV/0!"}},null,{"$error":"#DIV/0!"},{"$error":"#DIV/0!"},null,null,null,0,0,{"$error":"#DIV/0!"},{"$error":"#DIV/0!"}]
[2014,null,{"$f":"$B$14","v":{"$error":"#DIV/0!"}},{"$error":"#DIV/0!"},{"$error":"#DIV/0!"},null,null,{"$f":"F24+G24","v":0},0,0,{"$error":"#DIV/0!"},{"$error":"#DIV/0!"}]
[2015,null,{"$error":"#DIV/0!"},{"$error":"#DIV/0!"},{"$error":"#DIV/0!"},null,null,{"$f":"F25+G25","v":0},0,0,{"$error":"#DIV/0!"},{"$error":"#DIV/0!"}]
[2016,null,{"$error":"#DIV/0!"},{"$error":"#DIV/0!"},{"$error":"#DIV/0!"},null,null,0,0,0,{"$error":"#DIV/0!"},{"$error":"#DIV/0!"}]
[2017,null,{"$error":"#DIV/0!"},{"$error":"#DIV/0!"},{"$error":"#DIV/0!"},null,null,0,0,0,{"$error":"#DIV/0!"},{"$error":"#DIV/0!"}]
[2018,null,{"$error":"#DIV/0!"},{"$error":"#DIV/0!"},{"$error":"#DIV/0!"},null,null,0,0,0,{"$error":"#DIV/0!"},{"$error":"#DIV/0!"}]
[2019,null,{"$error":"#DIV/0!"},{"$error":"#DIV/0!"},{"$error":"#DIV/0!"},null,null,0,0,0,{"$error":"#DIV/0!"},{"$error":"#DIV/0!"}]
[2020,null,{"$error":"#DIV/0!"},{"$error":"#DIV/0!"},{"$error":"#DIV/0!"},null,null,0,0,0,{"$error":"#DIV/0!"},{"$error":"#DIV/0!"}]
[2021,null,{"$error":"#DIV/0!"},{"$error":"#DIV/0!"},{"$error":"#DIV/0!"},null,null,0,0,0,{"$error":"#DIV/0!"},{"$error":"#DIV/0!"}]
[2022,null,{"$error":"#DIV/0!"},{"$error":"#DIV/0!"},{"$error":"#DIV/0!"},null,null,0,0,0,{"$error":"#DIV/0!"},{"$error":"#DIV/0!"}]
[2023,null,{"$error":"#DIV/0!"},{"$error":"#DIV/0!"},{"$error":"#DIV/0!"},null,null,0,0,0,{"$error":"#DIV/0!"},{"$error":"#DIV/0!"}]
[2024,null,{"$error":"#DIV/0!"},{"$error":"#DIV/0!"},{"$error":"#DIV/0!"},null,null,0,0,0,{"$error":"#DIV/0!"},{"$error":"#DIV/0!"}]
[2025,null,{"$error":"#DIV/0!"},{"$error":"#DIV/0!"},{"$error":"#DIV/0!"},null,null,0,0,0,{"$error":"#DIV/0!"},{"$error":"#DIV/0!"}]
[2026,null,{"$error":"#DIV/0!"},{"$error":"#DIV/0!"},{"$error":"#DIV/0!"},null,null,0,0,0,{"$error":"#DIV/0!"},{"$error":"#DIV/0!"}]
[2027,null,{"$error":"#DIV/0!"},{"$error":"#DIV/0!"},{"$error":"#DIV/0!"},null,null,0,0,0,{"$error":"#DIV/0!"},{"$error":"#DIV/0!"}]
[2028,null,{"$error":"#DIV/0!"},{"$error":"#DIV/0!"},{"$error":"#DIV/0!"},null,null,0,0,0,{"$error":"#DIV/0!"},{"$error":"#DIV/0!"}]
[2029,null,{"$error":"#DIV/0!"},{"$error":"#DIV/0!"},{"$error":"#DIV/0!"},null,null,0,0,0,{"$error":"#DIV/0!"},{"$error":"#DIV/0!"}]
[2030,null,{"$error":"#DIV/0!"},{"$error":"#DIV/0!"},{"$error":"#DIV/0!"},null,null,0,0,0,{"$error":"#DIV/0!"},{"$error":"#DIV/0!"}]
[2031,null,{"$error":"#DIV/0!"},{"$error":"#DIV/0!"},{"$error":"#DIV/0!"},null,null,0,0,0,{"$error":"#DIV/0!"},{"$error":"#DIV/0!"}]
[2032,null,{"$error":"#DIV/0!"},{"$error":"#DIV/0!"},{"$error":"#DIV/0!"},null,null,0,0,0,{"$error":"#DIV/0!"},{"$error":"#DIV/0!"}]
[2033,null,{"$error":"#DIV/0!"},{"$error":"#DIV/0!"},{"$error":"#DIV/0!"},null,null,0,0,0,{"$error":"#DIV/0!"},{"$error":"#DIV/0!"}]
[2034,null,{"$error":"#DIV/0!"},{"$error":"#DIV/0!"},{"$error":"#DIV/0!"},null,null,0,0,0,{"$error":"#DIV/0!"},{"$error":"#DIV/0!"}]
[2035,null,{"$error":"#DIV/0!"},{"$error":"#DIV/0!"},{"$error":"#DIV/0!"},null,null,0,0,0,{"$error":"#DIV/0!"},{"$error":"#DIV/0!"}]
[2036,null,{"$error":"#DIV/0!"},{"$error":"#DIV/0!"},{"$error":"#DIV/0!"},null,null,0,0,0,{"$error":"#DIV/0!"},{"$error":"#DIV/0!"}]
[2037,null,{"$error":"#DIV/0!"},{"$error":"#DIV/0!"},{"$error":"#DIV/0!"},null,null,0,0,0,{"$error":"#DIV/0!"},{"$error":"#DIV/0!"}]
[2038,null,{"$error":"#DIV/0!"},{"$error":"#DIV/0!"},{"$error":"#DIV/0!"},null,null,0,0,0,{"$error":"#DIV/0!"},{"$error":"#DIV/0!"}]
[2039,null,{"$error":"#DIV/0!"},{"$error":"#DIV/0!"},{"$error":"#DIV/0!"},null,null,0,0,0,{"$error":"#DIV/0!"},{"$error":"#DIV/0!"}]
[2040,null,{"$error":"#DIV/0!"},{"$error":"#DIV/0!"},{"$error":"#DIV/0!"},null,null,0,0,0,{"$error":"#DIV/0!"},{"$error":"#DIV/0!"}]
[2041,null,{"$error":"#DIV/0!"},{"$error":"#DIV/0!"},{"$error":"#DIV/0!"},null,null,0,0,0,{"$error":"#DIV/0!"},{"$error":"#DIV/0!"}]
[2042,null,{"$error":"#DIV/0!"},{"$f":"B52+C52","v":{"$error":"#DIV/0!"}},{"$f":"D52/(1+$B$16)^(A52-2010)","v":{"$error":"#DIV/0!"}},null,null,0,{"$f":"H52/(1+$B$16)^(A52-2010)","v":0},{"$f":"F52/(1+$B$16)^(A52-2010)","v":0},{"$f":"H52-D52","v":{"$error":"#DIV/0!"}},{"$error":"#DIV/0!"}]
[2043,null,{"$error":"#DIV/0!"},{"$error":"#DIV/0!"},{"$error":"#DIV/0!"},null,null,0,0,0,{"$error":"#DIV/0!"},{"$error":"#DIV/0!"}]
[2044,null,{"$error":"#DIV/0!"},{"$error":"#DIV/0!"},{"$error":"#DIV/0!"},null,null,0,0,0,{"$error":"#DIV/0!"},{"$error":"#DIV/0!"}]
[2045,null,{"$error":"#DIV/0!"},{"$error":"#DIV/0!"},{"$error":"#DIV/0!"},null,null,0,0,0,{"$error":"#DIV/0!"},{"$error":"#DIV/0!"}]
[2046,null,{"$error":"#DIV/0!"},{"$error":"#DIV/0!"},{"$error":"#DIV/0!"},null,null,0,0,0,{"$error":"#DIV/0!"},{"$error":"#DIV/0!"}]
[2047,null,{"$error":"#DIV/0!"},{"$error":"#DIV/0!"},{"$error":"#DIV/0!"},null,null,0,0,0,{"$error":"#DIV/0!"},{"$error":"#DIV/0!"}]
[2048,null,{"$error":"#DIV/0!"},{"$error":"#DIV/0!"},{"$error":"#DIV/0!"},null,null,0,0,0,{"$error":"#DIV/0!"},{"$error":"#DIV/0!"}]
[2049,null,{"$error":"#DIV/0!"},{"$error":"#DIV/0!"},{"$error":"#DIV/0!"},null,null,0,0,0,{"$error":"#DIV/0!"},{"$error":"#DIV/0!"}]
[2050,null,{"$error":"#DIV/0!"},{"$error":"#DIV/0!"},{"$error":"#DIV/0!"},null,null,0,0,0,{"$error":"#DIV/0!"},{"$error":"#DIV/0!"}]
[2051,null,{"$error":"#DIV/0!"},{"$error":"#DIV/0!"},{"$error":"#DIV/0!"},null,null,0,0,0,{"$error":"#DIV/0!"},{"$error":"#DIV/0!"}]
[2052,null,{"$error":"#DIV/0!"},{"$error":"#DIV/0!"},{"$error":"#DIV/0!"},null,null,0,0,0,{"$error":"#DIV/0!"},{"$error":"#DIV/0!"}]
[2053,null,{"$error":"#DIV/0!"},{"$error":"#DIV/0!"},{"$error":"#DIV/0!"},null,null,0,0,0,{"$error":"#DIV/0!"},{"$error":"#DIV/0!"}]
[2054,null,{"$error":"#DIV/0!"},{"$error":"#DIV/0!"},{"$error":"#DIV/0!"},null,null,0,0,0,{"$error":"#DIV/0!"},{"$error":"#DIV/0!"}]
[2055,null,{"$error":"#DIV/0!"},{"$error":"#DIV/0!"},{"$error":"#DIV/0!"},null,null,0,0,0,{"$error":"#DIV/0!"},{"$error":"#DIV/0!"}]
[2056,null,{"$error":"#DIV/0!"},{"$error":"#DIV/0!"},{"$error":"#DIV/0!"},null,null,0,0,0,{"$error":"#DIV/0!"},{"$error":"#DIV/0!"}]
[2057,null,{"$error":"#DIV/0!"},{"$error":"#DIV/0!"},{"$error":"#DIV/0!"},null,null,0,0,0,{"$error":"#DIV/0!"},{"$error":"#DIV/0!"}]
[2058,null,{"$error":"#DIV/0!"},{"$error":"#DIV/0!"},{"$error":"#DIV/0!"},null,null,0,0,0,{"$error":"#DIV/0!"},{"$error":"#DIV/0!"}]
[2059,null,{"$error":"#DIV/0!"},{"$error":"#DIV/0!"},{"$error":"#DIV/0!"},null,null,0,0,0,{"$error":"#DIV/0!"},{"$error":"#DIV/0!"}]
[2060,null,{"$error":"#DIV/0!"},{"$error":"#DIV/0!"},{"$error":"#DIV/0!"},null,null,0,0,0,{"$error":"#DIV/0!"},{"$error":"#DIV/0!"}]
[]
["Total",{"$f":"SUM(B20:B70)","v":{"$error":"#DIV/0!"}},{"$f":"SUM(C20:C70)","v":{"$error":"#DIV/0!"}},{"$f":"SUM(D20:D70)","v":{"$error":"#DIV/0!"}},{"$f":"SUM(E20:E70)","v":{"$error":"#DIV/0!"}},{"$f":"SUM(F24:F70)","v":0},{"$f":"SUM(G24:G70)","v":0},{"$f":"SUM(H20:H70)","v":0},{"$f":"SUM(I20:I70)","v":0},{"$f":"SUM(J20:J70)","v":0},{"$f":"SUM(K20:K70)","v":{"$error":"#DIV/0!"}},{"$f":"SUM(L20:L70)","v":{"$error":"#DIV/0!"}}]
["Average",null,{"$f":"AVERAGE(C20:C70)","v":{"$error":"#DIV/0!"}},null,null,{"$f":"AVERAGE(F20:F70)","v":{"$error":"#DIV/0!"}},{"$f":"AVERAGE(G20:G70)","v":{"$error":"#DIV/0!"}}]

{"sheet":"Results","index":11,"n_rows":65,"n_cols":3,"rows_kept":65,"cut":false,"hidden":false,"merged":[[28,0,28,1],[2,1,2,2]]}
[{"$f":"Start!A1","v":"Bureau of Reclamation - Hydropower Assessment Tool - Version 2.0 "}]
["Date of Assessment"]
["Facility Name "]
["Agency"]
["Analysis Performed by "]
["Project Location (State)"]
["Latitude"]
["Longitude"]
["Results"]
["Data Set ",null,"years"]
["Max Head ",null,"ft"]
["Min Head",null,"ft"]
["Max Flow ",null,"cfs"]
["Min Flow ",null,"cfs"]
[]
["Turbine Selection Analysis "]
["Selected Turbine Type"]
["Selected Design Head",null,"ft"]
["Maximum Turbine Flow",null,"cfs"]
["Generator Speed",null,"rpm"]
["Max Head Limit",null,"ft"]
["Min Head Limit",null,"ft"]
["Max Flow Limit",null,"cfs"]
["Min Flow Limit",null,"cfs"]
[]
["Power Generation Analysis"]
["Installed Capacity",null,"kW"]
["Plant Factor"]
["Projected Monthly Production:"]
["January",null,"MWH"]
["February*",null,"MWH"]
["March",null,"MWH"]
["April",null,"MWH"]
["May",null,"MWH"]
["June",null,"MWH"]
["July",null,"MWH"]
["August",null,"MWH"]
["September",null,"MWH"]
["October",null,"MWH"]
["November",null,"MWH"]
["December",null,"MWH"]
["Annual production* ",null,"MWH"]
["* For non-leap year"]
[]
["Benefit/Cost Analysis"]
["Projected expenditure to implement project"]
["1 Total Construction Cost"]
["1 Annual O&M Cost"]
["2 Projected Total Cost over 50 year period"]
[]
["Projected revenue after implementation of project"]
["1 Power generation income for 2014 to 2060"]
["1 Green Energy Sellback income for 2014 to 2060"]
["2 Projected Total Revenue over 50 year period (with Green Incentives)"]
["2 Projected Total Revenue over 50 year period (w/o Green Incentives)"]
["Benefit/Cost Ratio (with Green incentives)"]
["Benefit/Cost Ratio (w/o Green incentives)"]
["Internal Rate of Return (with Green incentives)"]
["Internal Rate of Return (w/o Green incentives)"]
[]
["Installed Cost $ per kW"]
[]
["Note:"]
["1 expressed in nominal 2010 dollars"]
["2 expressed in present worth"]

{"sheet":"Price Projections","index":12,"n_rows":578,"n_cols":20,"rows_kept":578,"cut":false,"hidden":false,"merged":[]}
["MONTHLY ENERGY PRICE PROJECTIONS"]
[]
["Prices in $/MWH"]
[]
["Notes for user:"]
["1.  Base data source:  Aurora model run, provided by Northwest Power Planning Council for 6th Power Plan"]
["2.  Aurora 2006 nominal prices were indexed to 2010 price level to match project costs, using Aurora \"GenInfl\" worksheet"]
["3.  Prices were disaggregated from Aurora regional basis to a state basis;  prices for eastern tier of Reclamation states set equal to average of all other Reclamation states "]
["4.  It is assumed that power generation begins in 2014, the first year after construction is complete, and prices are evaluated over a 47 year period, 2014-2060"]
["5.  Aurora price projections were used for years 2014-2030; after that the 2030 Aurora projection is used for the period 2031-2060"]
[]
[]
["Sum of 2010 Price",null,"State Name"]
["Report_Month","Report_Year","Arizona","California","Colorado","Idaho","Kansas","Montana","Nebraska","Nevada","New Mexico","North Dakota","Oklahoma","Oregon","South Dakota","Texas","Utah","Washington","Wyoming","Other"]
[1,2014,55.391640909411073,60.991149947350642,54.848073852953263,54.53185102053849,56.206587480498314,52.655047852861067,56.206587480498314,57.822553477561328,53.590524173675774,56.206587480498314,56.206587480498314,58.576644495674216,56.206587480498314,56.206587480498314,54.660002234768029,58.576644495674216,50.826350065756721,0]
[null,2015,60.166536068438027,65.97278057156467,59.552019771102785,59.333215503428661,60.90762833451393,57.526832264463401,60.90762833451393,62.139418260460694,58.344849874166115,60.90762833451393,60.90762833451393,63.646026869146098,60.90762833451393,60.90762833451393,59.086875247272893,63.646026869146098,55.591782897008294,0]
[null,2016,63.421367089066031,69.524442767195211,63.745344025605284,63.194650176556195,64.756304266093238,61.376889122135758,64.756304266093238,65.614435740454212,62.875753576931174,64.756304266093238,64.756304266093238,67.566601051162351,64.756304266093238,64.756304266093238,63.153897437843519,67.566601051162351,59.983446243452171,0]
[null,2017,66.548251817163276,72.267130285250985,67.965596049249029,66.814779856331072,68.192839319378308,64.429542667566324,68.192839319378308,68.857781563681073,67.218739090570921,68.192839319378308,68.192839319378308,70.736006394647575,68.192839319378308,68.192839319378308,67.109140122705156,70.736006394647575,64.123397178406279,0]
[null,2018,68.396086900291436,73.971368565453616,70.30643037436505,68.703788361982632,70.248019357878306,66.758015065265326,70.248019357878306,70.826617861544293,69.855452267257618,70.248019357878306,70.248019357878306,72.667433405692151,70.248019357878306,70.248019357878306,69.445602485736572,72.667433405692151,66.873604419209997,0]
[null,2019,70.172870831773395,75.956897342196186,71.917314324414818,70.964575390379025,72.203364848787842,68.731893813214711,72.203364848787842,72.772076343886141,71.610537496547764,72.203364848787842,72.203364848787842,74.888282992819697,72.203364848787842,72.203364848787842,71.517482669696719,74.888282992819697,69.002456587084097,0]
[null,2020,71.791752910740655,77.52753094741729,74.341785287724093,72.600557732629014,74.009644192313331,70.726911073855362,74.009644192313331,74.476641579005872,73.422918610257582,74.009644192313331,74.009644192313331,76.29168049175675,74.009644192313331,74.009644192313331,73.759609034973138,76.29168049175675,71.269281351847852,0]
[null,2021,73.369912939657596,79.469391004344601,75.243129540139279,74.367389186118558,75.76608473376433,72.680051058587921,75.76608473376433,76.433268329054883,75.547733422277375,75.76608473376433,75.76608473376433,77.990753160833137,75.76608473376433,75.76608473376433,75.310290989650454,77.990753160833137,72.527363373146599,0]
[null,2022,75.018683836560911,81.346022098439178,76.001426267521126,75.752923121795789,77.205306088967731,73.677058276509356,77.205306088967731,78.102634547980031,76.957298153604683,77.205306088967731,77.205306088967731,79.041757621700953,77.205306088967731,77.205306088967731,76.929612601392591,79.041757621700953,73.787380633094031,0]
[null,2023,76.916417618938169,84.028914137748245,77.245279983482021,77.735044547773953,79.344261200559856,75.748199090298044,79.344261200559856,80.305481847160905,78.769598315664652,79.344261200559856,79.344261200559856,81.542376073507782,79.344261200559856,79.344261200559856,79.00143589379627,81.542376073507782,75.454941855273361,0]
[null,2024,77.931045158822528,85.392866007448475,78.907569587361721,78.8677965222832,80.612906100088878,76.807712145688228,80.612906100088878,81.722282167670159,79.7572632775301,80.612906100088878,80.612906100088878,82.667470121597177,80.612906100088878,80.612906100088878,80.529935859441011,82.667470121597177,76.869368733896394,0]
[null,2025,79.796102262622171,87.458364005930918,79.719904310337682,80.519709838154824,82.229319276210646,78.008921017382789,82.229319276210646,83.627564599268567,81.187007360924554,82.229319276210646,82.229319276210646,84.279302765353791,82.229319276210646,82.229319276210646,82.154027228248268,84.279302765353791,78.113196004285925,0]
[null,2026,80.455541031277491,88.674422232387172,80.016725642858574,81.430788501819848,83.254249715129305,79.214797608077305,83.254249715129305,84.794503457571608,82.345734294226034,83.254249715129305,83.254249715129305,85.516284662199894,83.254249715129305,83.254249715129305,83.124752288648082,85.516284662199894,78.912369750893887,0]
[null,2027,81.163370823460056,89.6347948780422,79.923956766329894,82.208921828117838,83.883902538019754,79.474068052168477,83.883902538019754,85.764344622946226,82.74023904490933,83.883902538019754,83.883902538019754,86.203659672949115,83.883902538019754,83.883902538019754,83.87180925336213,86.203659672949115,78.769282537260239,0]
[null,2028,81.939245591120667,90.860625960726452,79.858963477973575,83.344526040982331,84.926052061648761,80.88099905967249,84.926052061648761,86.91237613979888,83.689416862369811,84.926052061648761,84.926052061648761,87.687992513459108,84.926052061648761,84.926052061648761,84.814099401623309,87.687992513459108,79.528852636075598,0]
[null,2029,82.484170776784779,91.571372430788443,80.417802982577371,84.294110495708765,85.773865936561918,81.64785980650403,85.773865936561918,87.961285861444935,84.354463581602914,85.773865936561918,85.773865936561918,88.578236577225795,85.773865936561918,85.773865936561918,86.059800956945935,88.578236577225795,80.417948062110781,0]
[null,2030,83.227294888028965,92.658928280789326,81.202941874356441,84.939288629301572,86.660452973225901,82.515833617788388,86.660452973225901,89.162619585037987,85.319019509474003,86.660452973225901,86.660452973225901,89.706435226635278,86.660452973225901,86.660452973225901,87.11341171818087,89.706435226635278,80.560062906742658,0]
[null,2031,83.227294888028965,92.658928280789326,81.202941874356441,84.939288629301572,86.660452973225901,82.515833617788388,86.660452973225901,89.162619585037987,85.319019509474003,86.660452973225901,86.660452973225901,89.706435226635278,86.660452973225901,86.660452973225901,87.11341171818087,89.706435226635278,80.560062906742658,0]
[null,2032,83.227294888028965,92.658928280789326,81.202941874356441,84.939288629301572,86.660452973225901,82.515833617788388,86.660452973225901,89.162619585037987,85.319019509474003,86.660452973225901,86.660452973225901,89.706435226635278,86.660452973225901,86.660452973225901,87.11341171818087,89.706435226635278,80.560062906742658,0]
[null,2033,83.227294888028965,92.658928280789326,81.202941874356441,84.939288629301572,86.660452973225901,82.515833617788388,86.660452973225901,89.162619585037987,85.319019509474003,86.660452973225901,86.660452973225901,89.706435226635278,86.660452973225901,86.660452973225901,87.11341171818087,89.706435226635278,80.560062906742658,0]
[null,2034,83.227294888028965,92.658928280789326,81.202941874356441,84.939288629301572,86.660452973225901,82.515833617788388,86.660452973225901,89.162619585037987,85.319019509474003,86.660452973225901,86.660452973225901,89.706435226635278,86.660452973225901,86.660452973225901,87.11341171818087,89.706435226635278,80.560062906742658,0]
[null,2035,83.227294888028965,92.658928280789326,81.202941874356441,84.939288629301572,86.660452973225901,82.515833617788388,86.660452973225901,89.162619585037987,85.319019509474003,86.660452973225901,86.660452973225901,89.706435226635278,86.660452973225901,86.660452973225901,87.11341171818087,89.706435226635278,80.560062906742658,0]
[null,2036,83.227294888028965,92.658928280789326,81.202941874356441,84.939288629301572,86.660452973225901,82.515833617788388,86.660452973225901,89.162619585037987,85.319019509474003,86.660452973225901,86.660452973225901,89.706435226635278,86.660452973225901,86.660452973225901,87.11341171818087,89.706435226635278,80.560062906742658,0]
[null,2037,83.227294888028965,92.658928280789326,81.202941874356441,84.939288629301572,86.660452973225901,82.515833617788388,86.660452973225901,89.162619585037987,85.319019509474003,86.660452973225901,86.660452973225901,89.706435226635278,86.660452973225901,86.660452973225901,87.11341171818087,89.706435226635278,80.560062906742658,0]
[null,2038,83.227294888028965,92.658928280789326,81.202941874356441,84.939288629301572,86.660452973225901,82.515833617788388,86.660452973225901,89.162619585037987,85.319019509474003,86.660452973225901,86.660452973225901,89.706435226635278,86.660452973225901,86.660452973225901,87.11341171818087,89.706435226635278,80.560062906742658,0]
[null,2039,83.227294888028965,92.658928280789326,81.202941874356441,84.939288629301572,86.660452973225901,82.515833617788388,86.660452973225901,89.162619585037987,85.319019509474003,86.660452973225901,86.660452973225901,89.706435226635278,86.660452973225901,86.660452973225901,87.11341171818087,89.706435226635278,80.560062906742658,0]
[null,2040,83.227294888028965,92.658928280789326,81.202941874356441,84.939288629301572,86.660452973225901,82.515833617788388,86.660452973225901,89.162619585037987,85.319019509474003,86.660452973225901,86.660452973225901,89.706435226635278,86.660452973225901,86.660452973225901,87.11341171818087,89.706435226635278,80.560062906742658,0]
[null,2041,83.227294888028965,92.658928280789326,81.202941874356441,84.939288629301572,86.660452973225901,82.515833617788388,86.660452973225901,89.162619585037987,85.319019509474003,86.660452973225901,86.660452973225901,89.706435226635278,86.660452973225901,86.660452973225901,87.11341171818087,89.706435226635278,80.560062906742658,0]
[null,2042,83.227294888028965,92.658928280789326,81.202941874356441,84.939288629301572,86.660452973225901,82.515833617788388,86.660452973225901,89.162619585037987,85.319019509474003,86.660452973225901,86.660452973225901,89.706435226635278,86.660452973225901,86.660452973225901,87.11341171818087,89.706435226635278,80.560062906742658,0]
[null,2043,83.227294888028965,92.658928280789326,81.202941874356441,84.939288629301572,86.660452973225901,82.515833617788388,86.660452973225901,89.162619585037987,85.319019509474003,86.660452973225901,86.660452973225901,89.706435226635278,86.660452973225901,86.660452973225901,87.11341171818087,89.706435226635278,80.560062906742658,0]
[null,2044,83.227294888028965,92.658928280789326,81.202941874356441,84.939288629301572,86.660452973225901,82.515833617788388,86.660452973225901,89.162619585037987,85.319019509474003,86.660452973225901,86.660452973225901,89.706435226635278,86.660452973225901,86.660452973225901,87.11341171818087,89.706435226635278,80.560062906742658,0]
[null,2045,83.227294888028965,92.658928280789326,81.202941874356441,84.939288629301572,86.660452973225901,82.515833617788388,86.660452973225901,89.162619585037987,85.319019509474003,86.660452973225901,86.660452973225901,89.706435226635278,86.660452973225901,86.660452973225901,87.11341171818087,89.706435226635278,80.560062906742658,0]
[null,2046,83.227294888028965,92.658928280789326,81.202941874356441,84.939288629301572,86.660452973225901,82.515833617788388,86.660452973225901,89.162619585037987,85.319019509474003,86.660452973225901,86.660452973225901,89.706435226635278,86.660452973225901,86.660452973225901,87.11341171818087,89.706435226635278,80.560062906742658,0]
[null,2047,83.227294888028965,92.658928280789326,81.202941874356441,84.939288629301572,86.660452973225901,82.515833617788388,86.660452973225901,89.162619585037987,85.319019509474003,86.660452973225901,86.660452973225901,89.706435226635278,86.660452973225901,86.660452973225901,87.11341171818087,89.706435226635278,80.560062906742658,0]
[null,2048,83.227294888028965,92.658928280789326,81.202941874356441,84.939288629301572,86.660452973225901,82.515833617788388,86.660452973225901,89.162619585037987,85.319019509474003,86.660452973225901,86.660452973225901,89.706435226635278,86.660452973225901,86.660452973225901,87.11341171818087,89.706435226635278,80.560062906742658,0]
[null,2049,83.227294888028965,92.658928280789326,81.202941874356441,84.939288629301572,86.660452973225901,82.515833617788388,86.660452973225901,89.162619585037987,85.319019509474003,86.660452973225901,86.660452973225901,89.706435226635278,86.660452973225901,86.660452973225901,87.11341171818087,89.706435226635278,80.560062906742658,0]
[null,2050,83.227294888028965,92.658928280789326,81.202941874356441,84.939288629301572,86.660452973225901,82.515833617788388,86.660452973225901,89.162619585037987,85.319019509474003,86.660452973225901,86.660452973225901,89.706435226635278,86.660452973225901,86.660452973225901,87.11341171818087,89.706435226635278,80.560062906742658,0]
[null,2051,83.227294888028965,92.658928280789326,81.202941874356441,84.939288629301572,86.660452973225901,82.515833617788388,86.660452973225901,89.162619585037987,85.319019509474003,86.660452973225901,86.660452973225901,89.706435226635278,86.660452973225901,86.660452973225901,87.11341171818087,89.706435226635278,80.560062906742658,0]
[null,2052,83.227294888028965,92.658928280789326,81.202941874356441,84.939288629301572,86.660452973225901,82.515833617788388,86.660452973225901,89.162619585037987,85.319019509474003,86.660452973225901,86.660452973225901,89.706435226635278,86.660452973225901,86.660452973225901,87.11341171818087,89.706435226635278,80.560062906742658,0]
[null,2053,83.227294888028965,92.658928280789326,81.202941874356441,84.939288629301572,86.660452973225901,82.515833617788388,86.660452973225901,89.162619585037987,85.319019509474003,86.660452973225901,86.660452973225901,89.706435226635278,86.660452973225901,86.660452973225901,87.11341171818087,89.706435226635278,80.560062906742658,0]
[null,2054,83.227294888028965,92.658928280789326,81.202941874356441,84.939288629301572,86.660452973225901,82.515833617788388,86.660452973225901,89.162619585037987,85.319019509474003,86.660452973225901,86.660452973225901,89.706435226635278,86.660452973225901,86.660452973225901,87.11341171818087,89.706435226635278,80.560062906742658,0]
[null,2055,83.227294888028965,92.658928280789326,81.202941874356441,84.939288629301572,86.660452973225901,82.515833617788388,86.660452973225901,89.162619585037987,85.319019509474003,86.660452973225901,86.660452973225901,89.706435226635278,86.660452973225901,86.660452973225901,87.11341171818087,89.706435226635278,80.560062906742658,0]
[null,2056,83.227294888028965,92.658928280789326,81.202941874356441,84.939288629301572,86.660452973225901,82.515833617788388,86.660452973225901,89.162619585037987,85.319019509474003,86.660452973225901,86.660452973225901,89.706435226635278,86.660452973225901,86.660452973225901,87.11341171818087,89.706435226635278,80.560062906742658,0]
[null,2057,83.227294888028965,92.658928280789326,81.202941874356441,84.939288629301572,86.660452973225901,82.515833617788388,86.660452973225901,89.162619585037987,85.319019509474003,86.660452973225901,86.660452973225901,89.706435226635278,86.660452973225901,86.660452973225901,87.11341171818087,89.706435226635278,80.560062906742658,0]
[null,2058,83.227294888028965,92.658928280789326,81.202941874356441,84.939288629301572,86.660452973225901,82.515833617788388,86.660452973225901,89.162619585037987,85.319019509474003,86.660452973225901,86.660452973225901,89.706435226635278,86.660452973225901,86.660452973225901,87.11341171818087,89.706435226635278,80.560062906742658,0]
[null,2059,83.227294888028965,92.658928280789326,81.202941874356441,84.939288629301572,86.660452973225901,82.515833617788388,86.660452973225901,89.162619585037987,85.319019509474003,86.660452973225901,86.660452973225901,89.706435226635278,86.660452973225901,86.660452973225901,87.11341171818087,89.706435226635278,80.560062906742658,0]
[null,2060,83.227294888028965,92.658928280789326,81.202941874356441,84.939288629301572,86.660452973225901,82.515833617788388,86.660452973225901,89.162619585037987,85.319019509474003,86.660452973225901,86.660452973225901,89.706435226635278,86.660452973225901,86.660452973225901,87.11341171818087,89.706435226635278,80.560062906742658,0]
[2,2014,53.272829212141787,57.795171875943907,52.929671165648976,54.166810487009066,54.611962606860317,52.192096486492957,54.611962606860317,55.686707821741635,51.75394337257822,54.611962606860317,54.611962606860317,58.2273984829529,54.611962606860317,54.611962606860317,52.524531734433552,58.2273984829529,49.78939181178832,0]
[null,2015,57.88379235913154,62.599654641308092,57.475520708834587,59.262234051588628,59.56109531364018,57.310612703264859,59.56109531364018,60.49940800510366,57.081180346508873,59.56109531364018,59.56109531364018,63.559313232765213,59.56109531364018,59.56109531364018,57.315586163739518,63.559313232765213,54.806797276199191,0]
[null,2016,61.37499087350534,66.012205946215119,61.485061783219194,62.851470666915155,63.214734507661703,60.730384153808963,63.214734507661703,63.715462657672049,61.393441483381565,63.214734507661703,63.214734507661703,66.994934764346411,63.214734507661703,63.214734507661703,61.394963750399192,66.994934764346411,59.577110993146349,0]
[null,2017,64.468709612100398,68.464125389269782,65.561500702004906,66.274867084922008,66.531745990260916,64.54765618859166,66.531745990260916,66.5879999137384,65.336004699968043,66.531745990260916,66.531745990260916,70.384260743010671,66.531745990260916,66.531745990260916,64.867046538222155,70.384260743010671,63.681964900155108,0]
[null,2018,66.512705131910948,70.780649347899455,67.886566408915627,69.1309725647222,69.151888629811296,67.193428472565003,69.151888629811296,69.197261904466245,68.106879027342828,69.151888629811296,69.151888629811296,73.375375061643894,69.151888629811296,69.151888629811296,67.753934637785207,73.375375061643894,66.892858988159219,0]
[null,2019,68.099650994776866,72.095999575731824,69.370957176851249,70.553005447045081,70.794411977529066,69.160893073323933,70.794411977529066,70.786381044544498,69.73734643861421,70.794411977529066,70.794411977529066,75.195563759058132,70.794411977529066,70.794411977529066,69.525657568268855,75.195563759058132,68.994767182624429,0]
[null,2020,69.58763897878454,73.186046170283774,71.264569171263119,72.085231273644624,72.308330960610576,70.911095871493927,72.308330960610576,72.269881313750346,71.708043412889154,72.308330960610576,72.308330960610576,76.386171663663546,72.308330960610576,72.308330960610576,71.352009145410861,76.386171663663546,70.808691309365983,0]
[null,2021,70.836285202354404,75.206873762019455,72.191866398237948,73.792001140393765,74.013706105712544,72.538306773272964,74.013706105712544,73.953066187311151,73.11352710405329,74.013706105712544,74.013706105712544,78.5114661346622,74.013706105712544,74.013706105712544,73.013468368185215,78.5114661346622,72.302751133771267,0]
[null,2022,72.100216660018859,76.803768059647041,73.002141646415836,75.271805357186963,75.312598152466961,74.061568858480939,75.312598152466961,75.459598688821302,74.324042382470935,75.312598152466961,75.312598152466961,79.359305883811331,75.312598152466961,75.312598152466961,74.257450520489456,79.359305883811331,73.433593357948354,0]
[null,2023,73.870788472325202,78.562289793609594,73.903151627062982,76.859331374720455,76.979012670486298,75.455645226360588,76.979012670486298,77.244184503225483,75.97723126880588,76.979012670486298,76.979012670486298,81.181716484985969,76.979012670486298,76.979012670486298,75.914986969948458,81.181716484985969,74.958184003734829,0]
[null,2024,75.596376561129404,81.025451556431562,75.975788892662138,79.393715706234346,79.268817519699596,78.026781602354546,79.268817519699596,79.479439405692887,77.45785764290622,79.268817519699596,79.268817519699596,83.958645628169293,79.268817519699596,79.268817519699596,78.234460683434392,83.958645628169293,76.955624434824344,0]
[null,2025,76.42189783226921,82.168338716727504,76.376069872430548,80.467767324110341,80.168198563335437,78.757485957020918,80.168198563335437,80.608070605852575,78.266995760585814,80.168198563335437,80.168198563335437,84.864786928915294,80.168198563335437,80.168198563335437,79.229414113902578,84.864786928915294,77.633351683477045,0]
[null,2026,77.171666416844474,83.260182042276597,76.471760852759871,80.990210802604054,80.931544713919848,79.089060563831552,80.931544713919848,81.607479314757498,79.30459883650876,80.931544713919848,80.931544713919848,85.472226892278329,80.931544713919848,80.931544713919848,80.07128065535278,85.472226892278329,78.34965625123462,0]
[null,2027,77.828264055849374,84.271388398199861,76.598181915841323,82.072781198489551,81.769893335123385,80.259228466160764,81.769893335123385,82.656628077790998,79.759368840958359,81.769893335123385,81.769893335123385,86.645947390099749,81.769893335123385,81.769893335123385,80.914193584820296,86.645947390099749,78.076538205735361,0]
[null,2028,78.594831832236636,85.176319748962229,76.867421729401343,82.947979191279046,82.60082021150069,81.026212358156826,82.60082021150069,83.518708099266092,80.666245957690052,82.60082021150069,82.60082021150069,87.690283410279989,82.60082021150069,82.60082021150069,81.811842167921199,87.690283410279989,78.823699814631539,0]
[null,2029,79.327965527681243,86.283368517914383,77.098745957233035,84.782448205131075,83.814700757572552,82.308987240205028,83.814700757572552,84.971232947967025,81.324622606090216,83.814700757572552,83.814700757572552,89.35129287094442,83.814700757572552,83.814700757572552,83.100105935831863,89.35129287094442,79.822759276339823,0]
[null,2030,79.796612975113135,87.163548728616263,77.930647335315996,85.019194489682945,84.318487038442001,82.360864676442688,84.318487038442001,85.698287476908064,81.897382199292977,84.318487038442001,84.318487038442001,89.686921674278338,84.318487038442001,84.318487038442001,83.898162271979544,89.686921674278338,79.666570104296383,0]
[null,2031,79.796612975113135,87.163548728616263,77.930647335315996,85.019194489682945,84.318487038442001,82.360864676442688,84.318487038442001,85.698287476908064,81.897382199292977,84.318487038442001,84.318487038442001,89.686921674278338,84.318487038442001,84.318487038442001,83.898162271979544,89.686921674278338,79.666570104296383,0]
[null,2032,79.796612975113135,87.163548728616263,77.930647335315996,85.019194489682945,84.318487038442001,82.360864676442688,84.318487038442001,85.698287476908064,81.897382199292977,84.318487038442001,84.318487038442001,89.686921674278338,84.318487038442001,84.318487038442001,83.898162271979544,89.686921674278338,79.666570104296383,0]
[null,2033,79.796612975113135,87.163548728616263,77.930647335315996,85.019194489682945,84.318487038442001,82.360864676442688,84.318487038442001,85.698287476908064,81.897382199292977,84.318487038442001,84.318487038442001,89.686921674278338,84.318487038442001,84.318487038442001,83.898162271979544,89.686921674278338,79.666570104296383,0]
[null,2034,79.796612975113135,87.163548728616263,77.930647335315996,85.019194489682945,84.318487038442001,82.360864676442688,84.318487038442001,85.698287476908064,81.897382199292977,84.318487038442001,84.318487038442001,89.686921674278338,84.318487038442001,84.318487038442001,83.898162271979544,89.686921674278338,79.666570104296383,0]
[null,2035,79.796612975113135,87.163548728616263,77.930647335315996,85.019194489682945,84.318487038442001,82.360864676442688,84.318487038442001,85.698287476908064,81.897382199292977,84.318487038442001,84.318487038442001,89.686921674278338,84.318487038442001,84.318487038442001,83.898162271979544,89.686921674278338,79.666570104296383,0]
[null,2036,79.796612975113135,87.163548728616263,77.930647335315996,85.019194489682945,84.318487038442001,82.360864676442688,84.318487038442001,85.698287476908064,81.897382199292977,84.318487038442001,84.318487038442001,89.686921674278338,84.318487038442001,84.318487038442001,83.898162271979544,89.686921674278338,79.666570104296383,0]
[null,2037,79.796612975113135,87.163548728616263,77.930647335315996,85.019194489682945,84.318487038442001,82.360864676442688,84.318487038442001,85.698287476908064,81.897382199292977,84.318487038442001,84.318487038442001,89.686921674278338,84.318487038442001,84.318487038442001,83.898162271979544,89.686921674278338,79.666570104296383,0]
[null,2038,79.796612975113135,87.163548728616263,77.930647335315996,85.019194489682945,84.318487038442001,82.360864676442688,84.318487038442001,85.698287476908064,81.897382199292977,84.318487038442001,84.318487038442001,89.686921674278338,84.318487038442001,84.318487038442001,83.898162271979544,89.686921674278338,79.666570104296383,0]
[null,2039,79.796612975113135,87.163548728616263,77.930647335315996,85.019194489682945,84.318487038442001,82.360864676442688,84.318487038442001,85.698287476908064,81.897382199292977,84.318487038442001,84.318487038442001,89.686921674278338,84.318487038442001,84.318487038442001,83.898162271979544,89.686921674278338,79.666570104296383,0]
[null,2040,79.796612975113135,87.163548728616263,77.930647335315996,85.019194489682945,84.318487038442001,82.360864676442688,84.318487038442001,85.698287476908064,81.897382199292977,84.318487038442001,84.318487038442001,89.686921674278338,84.318487038442001,84.318487038442001,83.898162271979544,89.686921674278338,79.666570104296383,0]
[null,2041,79.796612975113135,87.163548728616263,77.930647335315996,85.019194489682945,84.318487038442001,82.360864676442688,84.318487038442001,85.698287476908064,81.897382199292977,84.318487038442001,84.318487038442001,89.686921674278338,84.318487038442001,84.318487038442001,83.898162271979544,89.686921674278338,79.666570104296383,0]
[null,2042,79.796612975113135,87.163548728616263,77.930647335315996,85.019194489682945,84.318487038442001,82.360864676442688,84.318487038442001,85.698287476908064,81.897382199292977,84.318487038442001,84.318487038442001,89.686921674278338,84.318487038442001,84.318487038442001,83.898162271979544,89.686921674278338,79.666570104296383,0]
[null,2043,79.796612975113135,87.163548728616263,77.930647335315996,85.019194489682945,84.318487038442001,82.360864676442688,84.318487038442001,85.698287476908064,81.897382199292977,84.318487038442001,84.318487038442001,89.686921674278338,84.318487038442001,84.318487038442001,83.898162271979544,89.686921674278338,79.666570104296383,0]
[null,2044,79.796612975113135,87.163548728616263,77.930647335315996,85.019194489682945,84.318487038442001,82.360864676442688,84.318487038442001,85.698287476908064,81.897382199292977,84.318487038442001,84.318487038442001,89.686921674278338,84.318487038442001,84.318487038442001,83.898162271979544,89.686921674278338,79.666570104296383,0]
[null,2045,79.796612975113135,87.163548728616263,77.930647335315996,85.019194489682945,84.318487038442001,82.360864676442688,84.318487038442001,85.698287476908064,81.897382199292977,84.318487038442001,84.318487038442001,89.686921674278338,84.318487038442001,84.318487038442001,83.898162271979544,89.686921674278338,79.666570104296383,0]
[null,2046,79.796612975113135,87.163548728616263,77.930647335315996,85.019194489682945,84.318487038442001,82.360864676442688,84.318487038442001,85.698287476908064,81.897382199292977,84.318487038442001,84.318487038442001,89.686921674278338,84.318487038442001,84.318487038442001,83.898162271979544,89.686921674278338,79.666570104296383,0]
[null,2047,79.796612975113135,87.163548728616263,77.930647335315996,85.019194489682945,84.318487038442001,82.360864676442688,84.318487038442001,85.698287476908064,81.897382199292977,84.318487038442001,84.318487038442001,89.686921674278338,84.318487038442001,84.318487038442001,83.898162271979544,89.686921674278338,79.666570104296383,0]
[null,2048,79.796612975113135,87.163548728616263,77.930647335315996,85.019194489682945,84.318487038442001,82.360864676442688,84.318487038442001,85.698287476908064,81.897382199292977,84.318487038442001,84.318487038442001,89.686921674278338,84.318487038442001,84.318487038442001,83.898162271979544,89.686921674278338,79.666570104296383,0]
[null,2049,79.796612975113135,87.163548728616263,77.930647335315996,85.019194489682945,84.318487038442001,82.360864676442688,84.318487038442001,85.698287476908064,81.897382199292977,84.318487038442001,84.318487038442001,89.686921674278338,84.318487038442001,84.318487038442001,83.898162271979544,89.686921674278338,79.666570104296383,0]
[null,2050,79.796612975113135,87.163548728616263,77.930647335315996,85.019194489682945,84.318487038442001,82.360864676442688,84.318487038442001,85.698287476908064,81.897382199292977,84.318487038442001,84.318487038442001,89.686921674278338,84.318487038442001,84.318487038442001,83.898162271979544,89.686921674278338,79.666570104296383,0]
[null,2051,79.796612975113135,87.163548728616263,77.930647335315996,85.019194489682945,84.318487038442001,82.360864676442688,84.318487038442001,85.698287476908064,81.897382199292977,84.318487038442001,84.318487038442001,89.686921674278338,84.318487038442001,84.318487038442001,83.898162271979544,89.686921674278338,79.666570104296383,0]
[null,2052,79.796612975113135,87.163548728616263,77.930647335315996,85.019194489682945,84.318487038442001,82.360864676442688,84.318487038442001,85.698287476908064,81.897382199292977,84.318487038442001,84.318487038442001,89.686921674278338,84.318487038442001,84.318487038442001,83.898162271979544,89.686921674278338,79.666570104296383,0]
[null,2053,79.796612975113135,87.163548728616263,77.930647335315996,85.019194489682945,84.318487038442001,82.360864676442688,84.318487038442001,85.698287476908064,81.897382199292977,84.318487038442001,84.318487038442001,89.686921674278338,84.318487038442001,84.318487038442001,83.898162271979544,89.686921674278338,79.666570104296383,0]
[null,2054,79.796612975113135,87.163548728616263,77.930647335315996,85.019194489682945,84.318487038442001,82.360864676442688,84.318487038442001,85.698287476908064,81.897382199292977,84.318487038442001,84.318487038442001,89.686921674278338,84.318487038442001,84.318487038442001,83.898162271979544,89.686921674278338,79.666570104296383,0]
[null,2055,79.796612975113135,87.163548728616263,77.930647335315996,85.019194489682945,84.318487038442001,82.360864676442688,84.318487038442001,85.698287476908064,81.897382199292977,84.318487038442001,84.318487038442001,89.686921674278338,84.318487038442001,84.318487038442001,83.898162271979544,89.686921674278338,79.666570104296383,0]
[null,2056,79.796612975113135,87.163548728616263,77.930647335315996,85.019194489682945,84.318487038442001,82.360864676442688,84.318487038442001,85.698287476908064,81.897382199292977,84.318487038442001,84.318487038442001,89.686921674278338,84.318487038442001,84.318487038442001,83.898162271979544,89.686921674278338,79.666570104296383,0]
[null,2057,79.796612975113135,87.163548728616263,77.930647335315996,85.019194489682945,84.318487038442001,82.360864676442688,84.318487038442001,85.698287476908064,81.897382199292977,84.318487038442001,84.318487038442001,89.686921674278338,84.318487038442001,84.318487038442001,83.898162271979544,89.686921674278338,79.666570104296383,0]
[null,2058,79.796612975113135,87.163548728616263,77.930647335315996,85.019194489682945,84.318487038442001,82.360864676442688,84.318487038442001,85.698287476908064,81.897382199292977,84.318487038442001,84.318487038442001,89.686921674278338,84.318487038442001,84.318487038442001,83.898162271979544,89.686921674278338,79.666570104296383,0]
[null,2059,79.796612975113135,87.163548728616263,77.930647335315996,85.019194489682945,84.318487038442001,82.360864676442688,84.318487038442001,85.698287476908064,81.897382199292977,84.318487038442001,84.318487038442001,89.686921674278338,84.318487038442001,84.318487038442001,83.898162271979544,89.686921674278338,79.666570104296383,0]
[null,2060,79.796612975113135,87.163548728616263,77.930647335315996,85.019194489682945,84.318487038442001,82.360864676442688,84.318487038442001,85.698287476908064,81.897382199292977,84.318487038442001,84.318487038442001,89.686921674278338,84.318487038442001,84.318487038442001,83.898162271979544,89.686921674278338,79.666570104296383,0]
[3,2014,50.967778934880876,55.400673133878001,50.681511555640334,51.719751986583539,52.2224749484811,49.871859535286063,52.2224749484811,53.174794910409233,49.930383790980308,52.2224749484811,52.2224749484811,55.517826118945919,52.2224749484811,52.2224749484811,49.74143839293076,55.517826118945919,47.598379304426913,0]
[null,2015,55.785038694176549,60.417560521888888,55.589188859462404,56.733290052181005,57.325286887987609,54.870603134971653,57.325286887987609,58.092239138762743,55.330410286584829,57.325286887987609,57.325286887987609,60.919450800595328,57.325286887987609,57.325286887987609,54.708139869822865,60.919450800595328,53.040267038523368,0]
[null,2016,59.673554861967524,63.591984793863254,59.674297654909864,60.739490245064971,61.236147847426942,59.339243016218298,61.236147847426942,61.587053673399765,59.832806000690411,61.236147847426942,61.236147847426942,64.937132375870334,61.236147847426942,61.236147847426942,58.885515742134984,64.937132375870334,57.906248705926295,0]
[null,2017,62.681950904307953,66.607650961824163,63.790284432519641,64.322908025615376,64.707996625840082,63.211826414108792,64.707996625840082,64.67947859070938,63.866482925716014,64.707996625840082,64.707996625840082,68.205355054091839,64.707996625840082,64.707996625840082,62.704304985142777,68.205355054091839,62.348288541762336,0]
[null,2018,64.613316233370028,68.667756834059276,66.043879384375884,67.178084987933602,67.170354028016831,65.765705724423441,67.170354028016831,66.970284299880561,66.341670406166756,67.170354028016831,67.170354028016831,70.752709871126854,67.170354028016831,67.170354028016831,65.616863305170327,70.752709871126854,65.344441239802904,0]
[null,2019,65.778493479066867,69.934690442560751,67.265659055939309,68.93694459880615,68.759006900630254,67.680669681946739,68.759006900630254,68.627283158192625,68.060726099884931,68.759006900630254,68.759006900630254,72.56649120984919,68.759006900630254,68.759006900630254,67.389097891146832,72.56649120984919,67.354265323374122,0]
[null,2020,67.335728852817581,71.171930432665889,69.621494971898869,69.942734224769509,70.11588913148249,68.724618470494491,70.11588913148249,69.96410550030194,69.835813822914517,70.11588913148249,70.11588913148249,72.993060180284928,70.11588913148249,70.11588913148249,69.033505322448235,72.993060180284928,69.267108260313435,0]
[null,2021,68.681684853795844,72.801765986660115,70.549501033065738,71.709484674966461,71.727807532649322,70.656117423262401,71.727807532649322,71.61575298537835,71.499488793001291,71.727807532649322,71.727807532649322,75.170106453319022,71.727807532649322,71.727807532649322,70.484201219438106,75.170106453319022,70.369316482479277,0]
[null,2022,69.845058433338636,74.015566222215341,71.151375241252921,72.655952874003361,72.753070465274874,71.289416079639039,72.753070465274874,72.853328716126811,72.340956655064474,72.753070465274874,72.753070465274874,76.184424227712256,72.753070465274874,72.753070465274874,71.736673994040189,76.184424227712256,71.586976081038458,0]
[null,2023,71.736073392027876,76.258086535464898,72.238571398416241,74.508317558011711,74.692345181171547,73.524713727957021,74.692345181171547,74.937919640169923,74.00234311981292,74.692345181171547,74.692345181171547,78.162904371664354,74.692345181171547,74.692345181171547,73.360690824304697,78.162904371664354,73.220137877735496,0]
[null,2024,72.604813193845217,77.411446469940756,73.502585524271254,76.173661677999917,76.057916848549596,75.100019190172347,76.057916848549596,76.274571240297874,75.025626327980135,76.057916848549596,76.057916848549596,79.736697847593319,76.057916848549596,76.057916848549596,74.636749134484248,79.736697847593319,74.667827548682141,0]
[null,2025,73.876192099278384,79.166806226291158,73.616658910110445,76.903021217988467,76.972725456112428,75.514627454449197,76.972725456112428,77.468356209622982,75.452803384054207,76.972725456112428,76.972725456112428,80.657209316023327,76.972725456112428,76.972725456112428,75.459666659183227,80.657209316023327,75.110045184770854,0]
[null,2026,74.349524893410447,80.360606114872567,74.153946706062925,77.519837732537781,77.811992319758218,76.374496621214732,77.811992319758218,78.458394658511509,76.374948692245226,77.811992319758218,77.811992319758218,81.368494646261155,77.811992319758218,77.811992319758218,76.414094978598158,81.368494646261155,75.908779175370654,0]
[null,2027,74.867954172525515,80.928793519672638,74.516088216844423,78.356796748983442,78.405497546738744,76.840284959243348,78.405497546738744,79.224014064863638,76.683373288278716,78.405497546738744,78.405497546738744,82.233305224469191,78.405497546738744,78.405497546738744,77.215142049447081,82.233305224469191,76.148217944283786,0]
[null,2028,75.424304532046577,81.870740386186853,74.220623002421689,79.415194593801345,79.010211786574047,77.156887627703199,79.010211786574047,79.933861024036617,77.341711271219381,79.010211786574047,79.010211786574047,83.095778986174054,79.010211786574047,79.010211786574047,77.398761992048847,83.095778986174054,76.606628991309123,0]
[null,2029,76.282746121628193,82.701028409333503,74.878231158788793,81.132319684569339,80.417529563456739,79.269498475721264,80.417529563456739,81.537454281587117,78.084561386681827,80.417529563456739,80.417529563456739,85.182867717313371,80.417529563456739,80.417529563456739,79.195000135320697,85.182867717313371,77.66354058075683,0]
[null,2030,76.487570286378585,83.360542539342291,75.397090309409222,81.450778232758566,80.734392009242043,79.12218472394413,80.734392009242043,82.083936032866063,78.569751783678242,80.734392009242043,80.734392009242043,85.171314737253894,80.734392009242043,80.734392009242043,79.328857457301311,85.171314737253894,77.409122722505998,0]
[null,2031,76.487570286378585,83.360542539342291,75.397090309409222,81.450778232758566,80.734392009242043,79.12218472394413,80.734392009242043,82.083936032866063,78.569751783678242,80.734392009242043,80.734392009242043,85.171314737253894,80.734392009242043,80.734392009242043,79.328857457301311,85.171314737253894,77.409122722505998,0]
[null,2032,76.487570286378585,83.360542539342291,75.397090309409222,81.450778232758566,80.734392009242043,79.12218472394413,80.734392009242043,82.083936032866063,78.569751783678242,80.734392009242043,80.734392009242043,85.171314737253894,80.734392009242043,80.734392009242043,79.328857457301311,85.171314737253894,77.409122722505998,0]
[null,2033,76.487570286378585,83.360542539342291,75.397090309409222,81.450778232758566,80.734392009242043,79.12218472394413,80.734392009242043,82.083936032866063,78.569751783678242,80.734392009242043,80.734392009242043,85.171314737253894,80.734392009242043,80.734392009242043,79.328857457301311,85.171314737253894,77.409122722505998,0]
[null,2034,76.487570286378585,83.360542539342291,75.397090309409222,81.450778232758566,80.734392009242043,79.12218472394413,80.734392009242043,82.083936032866063,78.569751783678242,80.734392009242043,80.734392009242043,85.171314737253894,80.734392009242043,80.734392009242043,79.328857457301311,85.171314737253894,77.409122722505998,0]
[null,2035,76.487570286378585,83.360542539342291,75.397090309409222,81.450778232758566,80.734392009242043,79.12218472394413,80.734392009242043,82.083936032866063,78.569751783678242,80.734392009242043,80.734392009242043,85.171314737253894,80.734392009242043,80.734392009242043,79.328857457301311,85.171314737253894,77.409122722505998,0]
[null,2036,76.487570286378585,83.360542539342291,75.397090309409222,81.450778232758566,80.734392009242043,79.12218472394413,80.734392009242043,82.083936032866063,78.569751783678242,80.734392009242043,80.734392009242043,85.171314737253894,80.734392009242043,80.734392009242043,79.328857457301311,85.171314737253894,77.409122722505998,0]
[null,2037,76.487570286378585,83.360542539342291,75.397090309409222,81.450778232758566,80.734392009242043,79.12218472394413,80.734392009242043,82.083936032866063,78.569751783678242,80.734392009242043,80.734392009242043,85.171314737253894,80.734392009242043,80.734392009242043,79.328857457301311,85.171314737253894,77.409122722505998,0]
[null,2038,76.487570286378585,83.360542539342291,75.397090309409222,81.450778232758566,80.734392009242043,79.12218472394413,80.734392009242043,82.083936032866063,78.569751783678242,80.734392009242043,80.734392009242043,85.171314737253894,80.734392009242043,80.734392009242043,79.328857457301311,85.171314737253894,77.409122722505998,0]
[null,2039,76.487570286378585,83.360542539342291,75.397090309409222,81.450778232758566,80.734392009242043,79.12218472394413,80.734392009242043,82.083936032866063,78.569751783678242,80.734392009242043,80.734392009242043,85.171314737253894,80.734392009242043,80.734392009242043,79.328857457301311,85.171314737253894,77.409122722505998,0]
[null,2040,76.487570286378585,83.360542539342291,75.397090309409222,81.450778232758566,80.734392009242043,79.12218472394413,80.734392009242043,82.083936032866063,78.569751783678242,80.734392009242043,80.734392009242043,85.171314737253894,80.734392009242043,80.734392009242043,79.328857457301311,85.171314737253894,77.409122722505998,0]
[null,2041,76.487570286378585,83.360542539342291,75.397090309409222,81.450778232758566,80.734392009242043,79.12218472394413,80.734392009242043,82.083936032866063,78.569751783678242,80.734392009242043,80.734392009242043,85.171314737253894,80.734392009242043,80.734392009242043,79.328857457301311,85.171314737253894,77.409122722505998,0]
[null,2042,76.487570286378585,83.360542539342291,75.397090309409222,81.450778232758566,80.734392009242043,79.12218472394413,80.734392009242043,82.083936032866063,78.569751783678242,80.734392009242043,80.734392009242043,85.171314737253894,80.734392009242043,80.734392009242043,79.328857457301311,85.171314737253894,77.409122722505998,0]
[null,2043,76.487570286378585,83.360542539342291,75.397090309409222,81.450778232758566,80.734392009242043,79.12218472394413,80.734392009242043,82.083936032866063,78.569751783678242,80.734392009242043,80.734392009242043,85.171314737253894,80.734392009242043,80.734392009242043,79.328857457301311,85.171314737253894,77.409122722505998,0]
[null,2044,76.487570286378585,83.360542539342291,75.397090309409222,81.450778232758566,80.734392009242043,79.12218472394413,80.734392009242043,82.083936032866063,78.569751783678242,80.734392009242043,80.734392009242043,85.171314737253894,80.734392009242043,80.734392009242043,79.328857457301311,85.171314737253894,77.409122722505998,0]
[null,2045,76.487570286378585,83.360542539342291,75.397090309409222,81.450778232758566,80.734392009242043,79.12218472394413,80.734392009242043,82.083936032866063,78.569751783678242,80.734392009242043,80.734392009242043,85.171314737253894,80.734392009242043,80.734392009242043,79.328857457301311,85.171314737253894,77.409122722505998,0]
[null,2046,76.487570286378585,83.360542539342291,75.397090309409222,81.450778232758566,80.734392009242043,79.12218472394413,80.734392009242043,82.083936032866063,78.569751783678242,80.734392009242043,80.734392009242043,85.171314737253894,80.734392009242043,80.734392009242043,79.328857457301311,85.171314737253894,77.409122722505998,0]
[null,2047,76.487570286378585,83.360542539342291,75.397090309409222,81.450778232758566,80.734392009242043,79.12218472394413,80.734392009242043,82.083936032866063,78.569751783678242,80.734392009242043,80.734392009242043,85.171314737253894,80.734392009242043,80.734392009242043,79.328857457301311,85.171314737253894,77.409122722505998,0]
[null,2048,76.487570286378585,83.360542539342291,75.397090309409222,81.450778232758566,80.734392009242043,79.12218472394413,80.734392009242043,82.083936032866063,78.569751783678242,80.734392009242043,80.734392009242043,85.171314737253894,80.734392009242043,80.734392009242043,79.328857457301311,85.171314737253894,77.409122722505998,0]
[null,2049,76.487570286378585,83.360542539342291,75.397090309409222,81.450778232758566,80.734392009242043,79.12218472394413,80.734392009242043,82.083936032866063,78.569751783678242,80.734392009242043,80.734392009242043,85.171314737253894,80.734392009242043,80.734392009242043,79.328857457301311,85.171314737253894,77.409122722505998,0]
[null,2050,76.487570286378585,83.360542539342291,75.397090309409222,81.450778232758566,80.734392009242043,79.12218472394413,80.734392009242043,82.083936032866063,78.569751783678242,80.734392009242043,80.734392009242043,85.171314737253894,80.734392009242043,80.734392009242043,79.328857457301311,85.171314737253894,77.409122722505998,0]
[null,2051,76.487570286378585,83.360542539342291,75.397090309409222,81.450778232758566,80.734392009242043,79.12218472394413,80.734392009242043,82.083936032866063,78.569751783678242,80.734392009242043,80.734392009242043,85.171314737253894,80.734392009242043,80.734392009242043,79.328857457301311,85.171314737253894,77.409122722505998,0]
[null,2052,76.487570286378585,83.360542539342291,75.397090309409222,81.450778232758566,80.734392009242043,79.12218472394413,80.734392009242043,82.083936032866063,78.569751783678242,80.734392009242043,80.734392009242043,85.171314737253894,80.734392009242043,80.734392009242043,79.328857457301311,85.171314737253894,77.409122722505998,0]
[null,2053,76.487570286378585,83.360542539342291,75.397090309409222,81.450778232758566,80.734392009242043,79.12218472394413,80.734392009242043,82.083936032866063,78.569751783678242,80.734392009242043,80.734392009242043,85.171314737253894,80.734392009242043,80.734392009242043,79.328857457301311,85.171314737253894,77.409122722505998,0]
[null,2054,76.487570286378585,83.360542539342291,75.397090309409222,81.450778232758566,80.734392009242043,79.12218472394413,80.734392009242043,82.083936032866063,78.569751783678242,80.734392009242043,80.734392009242043,85.171314737253894,80.734392009242043,80.734392009242043,79.328857457301311,85.171314737253894,77.409122722505998,0]
[null,2055,76.487570286378585,83.360542539342291,75.397090309409222,81.450778232758566,80.734392009242043,79.12218472394413,80.734392009242043,82.083936032866063,78.569751783678242,80.734392009242043,80.734392009242043,85.171314737253894,80.734392009242043,80.734392009242043,79.328857457301311,85.171314737253894,77.409122722505998,0]
[null,2056,76.487570286378585,83.360542539342291,75.397090309409222,81.450778232758566,80.734392009242043,79.12218472394413,80.734392009242043,82.083936032866063,78.569751783678242,80.734392009242043,80.734392009242043,85.171314737253894,80.734392009242043,80.734392009242043,79.328857457301311,85.171314737253894,77.409122722505998,0]
[null,2057,76.487570286378585,83.360542539342291,75.397090309409222,81.450778232758566,80.734392009242043,79.12218472394413,80.734392009242043,82.083936032866063,78.569751783678242,80.734392009242043,80.734392009242043,85.171314737253894,80.734392009242043,80.734392009242043,79.328857457301311,85.171314737253894,77.409122722505998,0]
[null,2058,76.487570286378585,83.360542539342291,75.397090309409222,81.450778232758566,80.734392009242043,79.12218472394413,80.734392009242043,82.083936032866063,78.569751783678242,80.734392009242043,80.734392009242043,85.171314737253894,80.734392009242043,80.734392009242043,79.328857457301311,85.171314737253894,77.409122722505998,0]
[null,2059,76.487570286378585,83.360542539342291,75.397090309409222,81.450778232758566,80.734392009242043,79.12218472394413,80.734392009242043,82.083936032866063,78.569751783678242,80.734392009242043,80.734392009242043,85.171314737253894,80.734392009242043,80.734392009242043,79.328857457301311,85.171314737253894,77.409122722505998,0]
[null,2060,76.487570286378585,83.360542539342291,75.397090309409222,81.450778232758566,80.734392009242043,79.12218472394413,80.734392009242043,82.083936032866063,78.569751783678242,80.734392009242043,80.734392009242043,85.171314737253894,80.734392009242043,80.734392009242043,79.328857457301311,85.171314737253894,77.409122722505998,0]
[4,2014,50.86227001626559,54.325525001274976,51.958312884754264,50.500088262509614,51.606732652412155,49.125214641234237,51.606732652412155,52.507583254348134,49.625007226011626,51.606732652412155,51.606732652412155,53.61046914883935,51.606732652412155,51.606732652412155,49.637971459867948,53.61046914883935,48.929279004270221,0]
[null,2015,55.700844446779072,58.620732298919961,56.606210205643684,55.031489449238244,56.258221576190266,54.045661871099718,56.258221576190266,57.153090239844644,54.848777761519067,56.258221576190266,56.258221576190266,58.222715494892519,56.258221576190266,56.258221576190266,54.257803754573253,58.222715494892519,54.130378658434495,0]
[null,2016,58.870971672918451,61.013374509412941,60.647805753244661,58.860526720309593,59.617173138990537,57.567498443089534,59.617173138990537,60.040590863453993,59.060924919924425,59.617173138990537,59.617173138990537,61.403006088799508,59.617173138990537,59.617173138990537,58.173791719414716,61.403006088799508,58.652315439375407,0]
[null,2017,61.454891167647787,63.298481138989501,64.600194135124482,62.090401197282425,62.591542082789971,60.789746888974165,62.591542082789971,62.656817204796141,62.581452146697401,62.591542082789971,62.591542082789971,64.046189552983577,62.591542082789971,62.591542082789971,61.532549298528664,64.046189552983577,62.540311988256512,0]
[null,2018,63.524742896389114,65.114948191557318,67.184243618443077,64.763264728504865,65.148392182579499,63.95013083189675,65.148392182579499,65.099980772725701,64.942333989453985,65.148392182579499,65.148392182579499,66.78044628414689,65.148392182579499,65.148392182579499,64.467517734943456,66.78044628414689,66.29930327559282,0]
[null,2019,64.957412788847478,66.436041823480792,68.565498576144293,66.189177185954634,66.642945618534583,65.492517141907683,66.642945618534583,66.690057172724806,66.873959923903982,66.642945618534583,66.642945618534583,68.180619989307658,66.642945618534583,66.642945618534583,65.9867937982944,68.180619989307658,67.891924122661592,0]
[null,2020,66.143239848751648,67.466671131783926,70.459665556851604,67.948986716998007,68.114804122895237,66.922602078544386,68.114804122895237,68.295997841581254,68.62487731478403,68.114804122895237,68.114804122895237,69.536402551484457,68.114804122895237,68.114804122895237,67.823337104630468,69.536402551484457,69.922323312127972,0]
[null,2021,68.045206639549519,69.709219811178627,71.560201602897777,69.861098272012896,69.989098962686384,68.552577889546356,69.989098962686384,70.22956381212984,70.342322762167584,69.989098962686384,69.989098962686384,71.434692124207075,69.989098962686384,69.989098962686384,69.644628593191371,71.434692124207075,71.501618772795979,0]
[null,2022,69.4959059978883,70.768041892099149,72.444429657072746,70.917591621948986,71.030906771592853,69.520142175620208,71.030906771592853,71.449667926014499,71.800697348055493,71.030906771592853,71.030906771592853,71.695956556858803,71.030906771592853,71.030906771592853,70.922037116505777,71.695956556858803,72.803074046641598,0]
[null,2023,70.447133747588424,72.029888473087269,73.101001368063734,71.798835113294288,72.072678435648697,70.28590007410962,72.072678435648697,72.515141760750737,72.960488845120253,72.072678435648697,72.072678435648697,73.215408313528258,72.072678435648697,72.072678435648697,71.928126037742643,73.215408313528258,73.975243121141659,0]
[null,2024,71.499790559643046,73.894360934727359,74.836813448263158,73.53336220629248,73.716513637536522,72.392354039861132,73.716513637536522,74.296569926240196,73.513130269814113,73.716513637536522,73.716513637536522,74.875189016944432,73.716513637536522,73.716513637536522,73.20530786735867,74.875189016944432,75.516838371292792,0]
[null,2025,72.427479506366723,75.899602594952199,74.93992955168703,74.683258660214946,74.864480920262352,73.272949211320579,74.864480920262352,75.309372632622512,74.140202015632724,74.864480920262352,74.864480920262352,76.633169718598197,74.864480920262352,74.864480920262352,74.09204990126176,76.633169718598197,76.52650038457621,0]
[null,2026,73.170140534824512,76.635816663506105,75.546179897805644,75.768782738112023,75.806964174038711,74.468396587769291,75.806964174038711,76.493881684370919,75.331154993925779,75.806964174038711,75.806964174038711,77.603509184284491,75.806964174038711,75.806964174038711,75.09391731178458,77.603509184284491,77.768323554895488,0]
[null,2027,73.667621281214039,77.561213185624922,75.199169498704123,76.320181094477633,76.258035852352364,74.819827067690085,76.258035852352364,77.223213405183742,75.390676994677108,76.258035852352364,76.258035852352364,78.254446690224754,76.258035852352364,76.258035852352364,75.358767858711175,78.254446690224754,77.279487123151995,0]
[null,2028,73.867462782509847,77.874714281559477,75.168980386365462,76.502947435190279,76.465306238194998,74.939003905508841,76.465306238194998,77.364372674771658,75.818412685134078,76.465306238194998,76.465306238194998,78.481247689859828,76.465306238194998,76.465306238194998,75.689605163883101,78.481247689859828,77.453817415647251,0]
[null,2029,73.809140077168735,78.06856636812455,75.162079265884685,76.834265967845951,76.735717904793404,75.496124891536766,76.735717904793404,77.821604732395457,75.652085389941092,76.735717904793404,76.735717904793404,78.853337834165146,76.735717904793404,76.735717904793404,76.194973003921589,78.853337834165146,78.114955548929004,0]
[null,2030,74.270859225566937,78.933458761367802,76.058058482492598,77.466595119411323,77.382536740027547,75.845261057519735,77.382536740027547,78.562523223224844,76.147008945608761,77.382536740027547,77.382536740027547,79.965825385332508,77.382536740027547,77.382536740027547,76.572746230243212,79.965825385332508,77.637089441829346,0]
[null,2031,74.270859225566937,78.933458761367802,76.058058482492598,77.466595119411323,77.382536740027547,75.845261057519735,77.382536740027547,78.562523223224844,76.147008945608761,77.382536740027547,77.382536740027547,79.965825385332508,77.382536740027547,77.382536740027547,76.572746230243212,79.965825385332508,77.637089441829346,0]
[null,2032,74.270859225566937,78.933458761367802,76.058058482492598,77.466595119411323,77.382536740027547,75.845261057519735,77.382536740027547,78.562523223224844,76.147008945608761,77.382536740027547,77.382536740027547,79.965825385332508,77.382536740027547,77.382536740027547,76.572746230243212,79.965825385332508,77.637089441829346,0]
[null,2033,74.270859225566937,78.933458761367802,76.058058482492598,77.466595119411323,77.382536740027547,75.845261057519735,77.382536740027547,78.562523223224844,76.147008945608761,77.382536740027547,77.382536740027547,79.965825385332508,77.382536740027547,77.382536740027547,76.572746230243212,79.965825385332508,77.637089441829346,0]
[null,2034,74.270859225566937,78.933458761367802,76.058058482492598,77.466595119411323,77.382536740027547,75.845261057519735,77.382536740027547,78.562523223224844,76.147008945608761,77.382536740027547,77.382536740027547,79.965825385332508,77.382536740027547,77.382536740027547,76.572746230243212,79.965825385332508,77.637089441829346,0]
[null,2035,74.270859225566937,78.933458761367802,76.058058482492598,77.466595119411323,77.382536740027547,75.845261057519735,77.382536740027547,78.562523223224844,76.147008945608761,77.382536740027547,77.382536740027547,79.965825385332508,77.382536740027547,77.382536740027547,76.572746230243212,79.965825385332508,77.637089441829346,0]
[null,2036,74.270859225566937,78.933458761367802,76.058058482492598,77.466595119411323,77.382536740027547,75.845261057519735,77.382536740027547,78.562523223224844,76.147008945608761,77.382536740027547,77.382536740027547,79.965825385332508,77.382536740027547,77.382536740027547,76.572746230243212,79.965825385332508,77.637089441829346,0]
[null,2037,74.270859225566937,78.933458761367802,76.058058482492598,77.466595119411323,77.382536740027547,75.845261057519735,77.382536740027547,78.562523223224844,76.147008945608761,77.382536740027547,77.382536740027547,79.965825385332508,77.382536740027547,77.382536740027547,76.572746230243212,79.965825385332508,77.637089441829346,0]
[null,2038,74.270859225566937,78.933458761367802,76.058058482492598,77.466595119411323,77.382536740027547,75.845261057519735,77.382536740027547,78.562523223224844,76.147008945608761,77.382536740027547,77.382536740027547,79.965825385332508,77.382536740027547,77.382536740027547,76.572746230243212,79.965825385332508,77.637089441829346,0]
[null,2039,74.270859225566937,78.933458761367802,76.058058482492598,77.466595119411323,77.382536740027547,75.845261057519735,77.382536740027547,78.562523223224844,76.147008945608761,77.382536740027547,77.382536740027547,79.965825385332508,77.382536740027547,77.382536740027547,76.572746230243212,79.965825385332508,77.637089441829346,0]
[null,2040,74.270859225566937,78.933458761367802,76.058058482492598,77.466595119411323,77.382536740027547,75.845261057519735,77.382536740027547,78.562523223224844,76.147008945608761,77.382536740027547,77.382536740027547,79.965825385332508,77.382536740027547,77.382536740027547,76.572746230243212,79.965825385332508,77.637089441829346,0]
[null,2041,74.270859225566937,78.933458761367802,76.058058482492598,77.466595119411323,77.382536740027547,75.845261057519735,77.382536740027547,78.562523223224844,76.147008945608761,77.382536740027547,77.382536740027547,79.965825385332508,77.382536740027547,77.382536740027547,76.572746230243212,79.965825385332508,77.637089441829346,0]
[null,2042,74.270859225566937,78.933458761367802,76.058058482492598,77.466595119411323,77.382536740027547,75.845261057519735,77.382536740027547,78.562523223224844,76.147008945608761,77.382536740027547,77.382536740027547,79.965825385332508,77.382536740027547,77.382536740027547,76.572746230243212,79.965825385332508,77.637089441829346,0]
[null,2043,74.270859225566937,78.933458761367802,76.058058482492598,77.466595119411323,77.382536740027547,75.845261057519735,77.382536740027547,78.562523223224844,76.147008945608761,77.382536740027547,77.382536740027547,79.965825385332508,77.382536740027547,77.382536740027547,76.572746230243212,79.965825385332508,77.637089441829346,0]
[null,2044,74.270859225566937,78.933458761367802,76.058058482492598,77.466595119411323,77.382536740027547,75.845261057519735,77.382536740027547,78.562523223224844,76.147008945608761,77.382536740027547,77.382536740027547,79.965825385332508,77.382536740027547,77.382536740027547,76.572746230243212,79.965825385332508,77.637089441829346,0]
[null,2045,74.270859225566937,78.933458761367802,76.058058482492598,77.466595119411323,77.382536740027547,75.845261057519735,77.382536740027547,78.562523223224844,76.147008945608761,77.382536740027547,77.382536740027547,79.965825385332508,77.382536740027547,77.382536740027547,76.572746230243212,79.965825385332508,77.637089441829346,0]
[null,2046,74.270859225566937,78.933458761367802,76.058058482492598,77.466595119411323,77.382536740027547,75.845261057519735,77.382536740027547,78.562523223224844,76.147008945608761,77.382536740027547,77.382536740027547,79.965825385332508,77.382536740027547,77.382536740027547,76.572746230243212,79.965825385332508,77.637089441829346,0]
[null,2047,74.270859225566937,78.933458761367802,76.058058482492598,77.466595119411323,77.382536740027547,75.845261057519735,77.382536740027547,78.562523223224844,76.147008945608761,77.382536740027547,77.382536740027547,79.965825385332508,77.382536740027547,77.382536740027547,76.572746230243212,79.965825385332508,77.637089441829346,0]
[null,2048,74.270859225566937,78.933458761367802,76.058058482492598,77.466595119411323,77.382536740027547,75.845261057519735,77.382536740027547,78.562523223224844,76.147008945608761,77.382536740027547,77.382536740027547,79.965825385332508,77.382536740027547,77.382536740027547,76.572746230243212,79.965825385332508,77.637089441829346,0]
[null,2049,74.270859225566937,78.933458761367802,76.058058482492598,77.466595119411323,77.382536740027547,75.845261057519735,77.382536740027547,78.562523223224844,76.147008945608761,77.382536740027547,77.382536740027547,79.965825385332508,77.382536740027547,77.382536740027547,76.572746230243212,79.965825385332508,77.637089441829346,0]
[null,2050,74.270859225566937,78.933458761367802,76.058058482492598,77.466595119411323,77.382536740027547,75.845261057519735,77.382536740027547,78.562523223224844,76.147008945608761,77.382536740027547,77.382536740027547,79.965825385332508,77.382536740027547,77.382536740027547,76.572746230243212,79.965825385332508,77.637089441829346,0]
[null,2051,74.270859225566937,78.933458761367802,76.058058482492598,77.466595119411323,77.382536740027547,75.845261057519735,77.382536740027547,78.562523223224844,76.147008945608761,77.382536740027547,77.382536740027547,79.965825385332508,77.382536740027547,77.382536740027547,76.572746230243212,79.965825385332508,77.637089441829346,0]
[null,2052,74.270859225566937,78.933458761367802,76.058058482492598,77.466595119411323,77.382536740027547,75.845261057519735,77.382536740027547,78.562523223224844,76.147008945608761,77.382536740027547,77.382536740027547,79.965825385332508,77.382536740027547,77.382536740027547,76.572746230243212,79.965825385332508,77.637089441829346,0]
[null,2053,74.270859225566937,78.933458761367802,76.058058482492598,77.466595119411323,77.382536740027547,75.845261057519735,77.382536740027547,78.562523223224844,76.147008945608761,77.382536740027547,77.382536740027547,79.965825385332508,77.382536740027547,77.382536740027547,76.572746230243212,79.965825385332508,77.637089441829346,0]
[null,2054,74.270859225566937,78.933458761367802,76.058058482492598,77.466595119411323,77.382536740027547,75.845261057519735,77.382536740027547,78.562523223224844,76.147008945608761,77.382536740027547,77.382536740027547,79.965825385332508,77.382536740027547,77.382536740027547,76.572746230243212,79.965825385332508,77.637089441829346,0]
[null,2055,74.270859225566937,78.933458761367802,76.058058482492598,77.466595119411323,77.382536740027547,75.845261057519735,77.382536740027547,78.562523223224844,76.147008945608761,77.382536740027547,77.382536740027547,79.965825385332508,77.382536740027547,77.382536740027547,76.572746230243212,79.965825385332508,77.637089441829346,0]
[null,2056,74.270859225566937,78.933458761367802,76.058058482492598,77.466595119411323,77.382536740027547,75.845261057519735,77.382536740027547,78.562523223224844,76.147008945608761,77.382536740027547,77.382536740027547,79.965825385332508,77.382536740027547,77.382536740027547,76.572746230243212,79.965825385332508,77.637089441829346,0]
[null,2057,74.270859225566937,78.933458761367802,76.058058482492598,77.466595119411323,77.382536740027547,75.845261057519735,77.382536740027547,78.562523223224844,76.147008945608761,77.382536740027547,77.382536740027547,79.965825385332508,77.382536740027547,77.382536740027547,76.572746230243212,79.965825385332508,77.637089441829346,0]
[null,2058,74.270859225566937,78.933458761367802,76.058058482492598,77.466595119411323,77.382536740027547,75.845261057519735,77.382536740027547,78.562523223224844,76.147008945608761,77.382536740027547,77.382536740027547,79.965825385332508,77.382536740027547,77.382536740027547,76.572746230243212,79.965825385332508,77.637089441829346,0]
[null,2059,74.270859225566937,78.933458761367802,76.058058482492598,77.466595119411323,77.382536740027547,75.845261057519735,77.382536740027547,78.562523223224844,76.147008945608761,77.382536740027547,77.382536740027547,79.965825385332508,77.382536740027547,77.382536740027547,76.572746230243212,79.965825385332508,77.637089441829346,0]
[null,2060,74.270859225566937,78.933458761367802,76.058058482492598,77.466595119411323,77.382536740027547,75.845261057519735,77.382536740027547,78.562523223224844,76.147008945608761,77.382536740027547,77.382536740027547,79.965825385332508,77.382536740027547,77.382536740027547,76.572746230243212,79.965825385332508,77.637089441829346,0]
[5,2014,51.04885051011717,49.974827843969798,52.590036731435049,49.234152196056208,49.777183002998626,46.516117464015537,49.777183002998626,51.348941656667506,49.997009505633848,49.777183002998626,49.777183002998626,49.293341284255909,49.777183002998626,49.777183002998626,49.775173893778856,49.293341284255909,49.177831385237184,0]
[null,2015,54.851091866955677,53.196324523905076,55.731263735986182,52.628748175758908,52.997764731040824,48.843618167081807,52.997764731040824,55.145935026577277,54.122419255460976,52.997764731040824,52.997764731040824,51.478432490214558,52.997764731040824,52.997764731040824,53.345178423008292,51.478432490214558,52.656125536045309,0]
[null,2016,59.267898212621382,56.452832174861769,60.209924728597805,56.774709116539356,57.121031211705635,53.238446153473916,57.121031211705635,59.144301135130476,58.803239960917566,57.121031211705635,57.121031211705635,56.009577364237025,57.121031211705635,57.121031211705635,57.527571029868326,56.009577364237025,57.050257787295145,0]
[null,2017,61.395892972844692,58.400365049994164,63.479552797795336,60.063360898315693,59.751374086076375,55.994981257139642,59.751374086076375,61.688248489929876,61.873852233644989,59.751374086076375,59.751374086076375,57.685899433759104,59.751374086076375,59.751374086076375,60.618077279080516,57.685899433759104,60.756652758016344,0]
[null,2018,60.571520292160756,57.485573006427913,63.911250052502055,59.384090317174028,59.08083834350677,54.612222353771287,59.08083834350677,61.171402758770661,61.777204943499612,59.08083834350677,59.08083834350677,56.397331492211514,59.08083834350677,59.08083834350677,60.558026166403607,56.397331492211514,60.751129318140158,0]
[null,2019,63.385967863659928,59.844002266123752,65.751011460642047,62.566103576405908,61.721141286868551,58.08425816189645,61.721141286868551,64.115157998437994,64.571361242008535,61.721141286868551,61.721141286868551,58.344368558856253,61.721141286868551,61.721141286868551,63.260574095115182,58.344368558856253,63.701059674654587,0]
[null,2020,64.949589872657583,60.754498546335313,67.384131142519593,64.645406664729563,63.613003095501163,60.463730540923478,63.613003095501163,66.096630236446003,66.978456784279885,63.613003095501163,63.613003095501163,60.705084674388218,63.613003095501163,63.613003095501163,65.652720630309403,60.705084674388218,65.72476065196642,0]
[null,2021,66.840753380123786,62.905246736517341,68.932519324738351,66.661700905412488,65.150352519684219,60.576340246175874,65.150352519684219,68.550766568146116,68.688594709507825,65.150352519684219,65.150352519684219,60.509421983334164,65.150352519684219,65.150352519684219,67.487831178860318,60.509421983334164,67.635261000792653,0]
[null,2022,68.863172171700455,64.871101594895492,69.739173338913432,67.75098352516396,66.786448624046642,62.687425274209225,66.786448624046642,70.021338757310588,70.492544715537178,66.786448624046642,66.786448624046642,62.404411918887334,66.786448624046642,66.786448624046642,69.100964968502865,62.404411918887334,69.097095741758963,0]
[null,2023,70.312110753015403,66.54294721467032,71.034957943110598,69.692812722520927,68.08416884141613,62.628193945993431,68.08416884141613,71.632354453199213,72.344958296541279,68.08416884141613,68.08416884141613,62.849933702424444,68.08416884141613,68.08416884141613,70.716872517179141,62.849933702424444,70.441789744270508,0]
[null,2024,69.809645712297169,66.560359394366856,72.120032810088091,70.064553819347694,68.296563902800315,62.545777052213403,68.296563902800315,71.518696462608091,72.092408435281101,68.296563902800315,68.296563902800315,63.103870414583049,68.296563902800315,68.296563902800315,71.332225977420606,63.103870414583049,71.454776883074828,0]
[null,2025,71.16994812167917,68.211907737784742,72.25919667970939,71.023643373787209,69.223143535203093,63.614301118158451,69.223143535203093,72.799086858720727,72.625375805370453,69.223143535203093,69.223143535203093,63.230480255745334,69.223143535203093,69.223143535203093,72.226798901429987,63.230480255745334,72.457186568828504,0]
[null,2026,71.750254388012749,68.791671697797241,72.774984480842676,71.887975145677188,70.08169793614114,64.005005706891339,70.08169793614114,73.838707615608399,73.75981738967576,70.08169793614114,70.08169793614114,64.517439713293996,70.08169793614114,70.08169793614114,73.385257385354649,64.517439713293996,73.072370596702896,0]
[null,2027,73.962126049552566,71.220329778808733,73.621789526961052,73.224761607852685,71.414289218638459,64.433019498053866,71.414289218638459,75.458333393812467,74.824763952877262,71.414289218638459,71.414289218638459,65.611226714898393,71.414289218638459,71.414289218638459,74.236010291347085,65.611226714898393,73.675244855443623,0]
[null,2028,75.102839978149944,73.023740263361987,74.223061699037459,75.03411307352377,73.138028728607566,67.166678261334752,73.138028728607566,77.222880236123814,76.443384117847586,73.138028728607566,73.138028728607566,68.138550592646311,73.138028728607566,73.138028728607566,75.446178901691027,68.138550592646311,75.041503063268522,0]
[null,2029,73.0695246158987,71.343422732337885,73.464431105811812,74.126429016713189,71.96221679519023,65.973851478798352,71.96221679519023,76.012861919622011,74.978916354967964,71.96221679519023,71.96221679519023,66.796437925219507,71.96221679519023,71.96221679519023,74.828759037899601,66.796437925219507,74.582849228787651,0]
[null,2030,74.080708916103248,72.400193241041478,74.38039150120558,75.175177064357214,72.59330345290229,66.181822330574605,72.59330345290229,77.166200360865304,75.835361846652518,72.59330345290229,72.59330345290229,66.129263930430696,72.59330345290229,72.59330345290229,75.5103971042994,66.129263930430696,74.992077271985977,0]
[null,2031,74.080708916103248,72.400193241041478,74.38039150120558,75.175177064357214,72.59330345290229,66.181822330574605,72.59330345290229,77.166200360865304,75.835361846652518,72.59330345290229,72.59330345290229,66.129263930430696,72.59330345290229,72.59330345290229,75.5103971042994,66.129263930430696,74.992077271985977,0]
[null,2032,74.080708916103248,72.400193241041478,74.38039150120558,75.175177064357214,72.59330345290229,66.181822330574605,72.59330345290229,77.166200360865304,75.835361846652518,72.59330345290229,72.59330345290229,66.129263930430696,72.59330345290229,72.59330345290229,75.5103971042994,66.129263930430696,74.992077271985977,0]
[null,2033,74.080708916103248,72.400193241041478,74.38039150120558,75.175177064357214,72.59330345290229,66.181822330574605,72.59330345290229,77.166200360865304,75.835361846652518,72.59330345290229,72.59330345290229,66.129263930430696,72.59330345290229,72.59330345290229,75.5103971042994,66.129263930430696,74.992077271985977,0]
[null,2034,74.080708916103248,72.400193241041478,74.38039150120558,75.175177064357214,72.59330345290229,66.181822330574605,72.59330345290229,77.166200360865304,75.835361846652518,72.59330345290229,72.59330345290229,66.129263930430696,72.59330345290229,72.59330345290229,75.5103971042994,66.129263930430696,74.992077271985977,0]
[null,2035,74.080708916103248,72.400193241041478,74.38039150120558,75.175177064357214,72.59330345290229,66.181822330574605,72.59330345290229,77.166200360865304,75.835361846652518,72.59330345290229,72.59330345290229,66.129263930430696,72.59330345290229,72.59330345290229,75.5103971042994,66.129263930430696,74.992077271985977,0]
[null,2036,74.080708916103248,72.400193241041478,74.38039150120558,75.175177064357214,72.59330345290229,66.181822330574605,72.59330345290229,77.166200360865304,75.835361846652518,72.59330345290229,72.59330345290229,66.129263930430696,72.59330345290229,72.59330345290229,75.5103971042994,66.129263930430696,74.992077271985977,0]
[null,2037,74.080708916103248,72.400193241041478,74.38039150120558,75.175177064357214,72.59330345290229,66.181822330574605,72.59330345290229,77.166200360865304,75.835361846652518,72.59330345290229,72.59330345290229,66.129263930430696,72.59330345290229,72.59330345290229,75.5103971042994,66.129263930430696,74.992077271985977,0]
[null,2038,74.080708916103248,72.400193241041478,74.38039150120558,75.175177064357214,72.59330345290229,66.181822330574605,72.59330345290229,77.166200360865304,75.835361846652518,72.59330345290229,72.59330345290229,66.129263930430696,72.59330345290229,72.59330345290229,75.5103971042994,66.129263930430696,74.992077271985977,0]
[null,2039,74.080708916103248,72.400193241041478,74.38039150120558,75.175177064357214,72.59330345290229,66.181822330574605,72.59330345290229,77.166200360865304,75.835361846652518,72.59330345290229,72.59330345290229,66.129263930430696,72.59330345290229,72.59330345290229,75.5103971042994,66.129263930430696,74.992077271985977,0]
[null,2040,74.080708916103248,72.400193241041478,74.38039150120558,75.175177064357214,72.59330345290229,66.181822330574605,72.59330345290229,77.166200360865304,75.835361846652518,72.59330345290229,72.59330345290229,66.129263930430696,72.59330345290229,72.59330345290229,75.5103971042994,66.129263930430696,74.992077271985977,0]
[null,2041,74.080708916103248,72.400193241041478,74.38039150120558,75.175177064357214,72.59330345290229,66.181822330574605,72.59330345290229,77.166200360865304,75.835361846652518,72.59330345290229,72.59330345290229,66.129263930430696,72.59330345290229,72.59330345290229,75.5103971042994,66.129263930430696,74.992077271985977,0]
[null,2042,74.080708916103248,72.400193241041478,74.38039150120558,75.175177064357214,72.59330345290229,66.181822330574605,72.59330345290229,77.166200360865304,75.835361846652518,72.59330345290229,72.59330345290229,66.129263930430696,72.59330345290229,72.59330345290229,75.5103971042994,66.129263930430696,74.992077271985977,0]
[null,2043,74.080708916103248,72.400193241041478,74.38039150120558,75.175177064357214,72.59330345290229,66.181822330574605,72.59330345290229,77.166200360865304,75.835361846652518,72.59330345290229,72.59330345290229,66.129263930430696,72.59330345290229,72.59330345290229,75.5103971042994,66.129263930430696,74.992077271985977,0]
[null,2044,74.080708916103248,72.400193241041478,74.38039150120558,75.175177064357214,72.59330345290229,66.181822330574605,72.59330345290229,77.166200360865304,75.835361846652518,72.59330345290229,72.59330345290229,66.129263930430696,72.59330345290229,72.59330345290229,75.5103971042994,66.129263930430696,74.992077271985977,0]
[null,2045,74.080708916103248,72.400193241041478,74.38039150120558,75.175177064357214,72.59330345290229,66.181822330574605,72.59330345290229,77.166200360865304,75.835361846652518,72.59330345290229,72.59330345290229,66.129263930430696,72.59330345290229,72.59330345290229,75.5103971042994,66.129263930430696,74.992077271985977,0]
[null,2046,74.080708916103248,72.400193241041478,74.38039150120558,75.175177064357214,72.59330345290229,66.181822330574605,72.59330345290229,77.166200360865304,75.835361846652518,72.59330345290229,72.59330345290229,66.129263930430696,72.59330345290229,72.59330345290229,75.5103971042994,66.129263930430696,74.992077271985977,0]
[null,2047,74.080708916103248,72.400193241041478,74.38039150120558,75.175177064357214,72.59330345290229,66.181822330574605,72.59330345290229,77.166200360865304,75.835361846652518,72.59330345290229,72.59330345290229,66.129263930430696,72.59330345290229,72.59330345290229,75.5103971042994,66.129263930430696,74.992077271985977,0]
[null,2048,74.080708916103248,72.400193241041478,74.38039150120558,75.175177064357214,72.59330345290229,66.181822330574605,72.59330345290229,77.166200360865304,75.835361846652518,72.59330345290229,72.59330345290229,66.129263930430696,72.59330345290229,72.59330345290229,75.5103971042994,66.129263930430696,74.992077271985977,0]
[null,2049,74.080708916103248,72.400193241041478,74.38039150120558,75.175177064357214,72.59330345290229,66.181822330574605,72.59330345290229,77.166200360865304,75.835361846652518,72.59330345290229,72.59330345290229,66.129263930430696,72.59330345290229,72.59330345290229,75.5103971042994,66.129263930430696,74.992077271985977,0]
[null,2050,74.080708916103248,72.400193241041478,74.38039150120558,75.175177064357214,72.59330345290229,66.181822330574605,72.59330345290229,77.166200360865304,75.835361846652518,72.59330345290229,72.59330345290229,66.129263930430696,72.59330345290229,72.59330345290229,75.5103971042994,66.129263930430696,74.992077271985977,0]
[null,2051,74.080708916103248,72.400193241041478,74.38039150120558,75.175177064357214,72.59330345290229,66.181822330574605,72.59330345290229,77.166200360865304,75.835361846652518,72.59330345290229,72.59330345290229,66.129263930430696,72.59330345290229,72.59330345290229,75.5103971042994,66.129263930430696,74.992077271985977,0]
[null,2052,74.080708916103248,72.400193241041478,74.38039150120558,75.175177064357214,72.59330345290229,66.181822330574605,72.59330345290229,77.166200360865304,75.835361846652518,72.59330345290229,72.59330345290229,66.129263930430696,72.59330345290229,72.59330345290229,75.5103971042994,66.129263930430696,74.992077271985977,0]
[null,2053,74.080708916103248,72.400193241041478,74.38039150120558,75.175177064357214,72.59330345290229,66.181822330574605,72.59330345290229,77.166200360865304,75.835361846652518,72.59330345290229,72.59330345290229,66.129263930430696,72.59330345290229,72.59330345290229,75.5103971042994,66.129263930430696,74.992077271985977,0]
[null,2054,74.080708916103248,72.400193241041478,74.38039150120558,75.175177064357214,72.59330345290229,66.181822330574605,72.59330345290229,77.166200360865304,75.835361846652518,72.59330345290229,72.59330345290229,66.129263930430696,72.59330345290229,72.59330345290229,75.5103971042994,66.129263930430696,74.992077271985977,0]
[null,2055,74.080708916103248,72.400193241041478,74.38039150120558,75.175177064357214,72.59330345290229,66.181822330574605,72.59330345290229,77.166200360865304,75.835361846652518,72.59330345290229,72.59330345290229,66.129263930430696,72.59330345290229,72.59330345290229,75.5103971042994,66.129263930430696,74.992077271985977,0]
[null,2056,74.080708916103248,72.400193241041478,74.38039150120558,75.175177064357214,72.59330345290229,66.181822330574605,72.59330345290229,77.166200360865304,75.835361846652518,72.59330345290229,72.59330345290229,66.129263930430696,72.59330345290229,72.59330345290229,75.5103971042994,66.129263930430696,74.992077271985977,0]
[null,2057,74.080708916103248,72.400193241041478,74.38039150120558,75.175177064357214,72.59330345290229,66.181822330574605,72.59330345290229,77.166200360865304,75.835361846652518,72.59330345290229,72.59330345290229,66.129263930430696,72.59330345290229,72.59330345290229,75.5103971042994,66.129263930430696,74.992077271985977,0]
[null,2058,74.080708916103248,72.400193241041478,74.38039150120558,75.175177064357214,72.59330345290229,66.181822330574605,72.59330345290229,77.166200360865304,75.835361846652518,72.59330345290229,72.59330345290229,66.129263930430696,72.59330345290229,72.59330345290229,75.5103971042994,66.129263930430696,74.992077271985977,0]
[null,2059,74.080708916103248,72.400193241041478,74.38039150120558,75.175177064357214,72.59330345290229,66.181822330574605,72.59330345290229,77.166200360865304,75.835361846652518,72.59330345290229,72.59330345290229,66.129263930430696,72.59330345290229,72.59330345290229,75.5103971042994,66.129263930430696,74.992077271985977,0]
[null,2060,74.080708916103248,72.400193241041478,74.38039150120558,75.175177064357214,72.59330345290229,66.181822330574605,72.59330345290229,77.166200360865304,75.835361846652518,72.59330345290229,72.59330345290229,66.129263930430696,72.59330345290229,72.59330345290229,75.5103971042994,66.129263930430696,74.992077271985977,0]
[6,2014,55.002799372186459,51.200802728041907,53.05597034647046,51.535669363431019,51.135925303702152,45.207366184211011,51.135925303702152,54.642103993960532,53.301834904593953,51.135925303702152,51.135925303702152,47.877969865791265,51.135925303702152,51.135925303702152,51.927398173250737,47.877969865791265,50.16940057429764,0]
[null,2015,59.768836520801088,54.753899438617864,58.053823122300869,56.694398151133392,54.978081273888463,46.764347776931864,54.978081273888463,59.323226592662955,58.305183494282858,54.978081273888463,54.978081273888463,48.954405964859738,54.978081273888463,54.978081273888463,57.036372546885389,48.954405964859738,55.39678218969226,0]
[null,2016,63.969612472490383,58.109778557267134,61.299024247156147,60.668851553277442,58.689467783807309,50.401866631236366,58.689467783807309,63.280818743008439,62.401420676410567,58.689467783807309,58.689467783807309,52.485455856179598,58.689467783807309,58.689467783807309,60.805195324470105,52.485455856179598,59.362608897910448,0]
[null,2017,66.436607554517394,59.914360723077607,64.778161811323471,63.087676119943858,60.597544626467375,49.856691217596563,60.597544626467375,65.912813868401969,65.741702885276467,60.597544626467375,60.597544626467375,51.445110392371163,60.597544626467375,60.597544626467375,63.999463126861265,51.445110392371163,62.617447532805905,0]
[null,2018,66.505263453378646,59.856446658923588,64.973861576386923,63.490419149627158,60.905399336827706,50.5069199597364,60.905399336827706,66.103687119452971,66.117836042132112,60.905399336827706,60.905399336827706,52.46324079606191,60.905399336827706,60.905399336827706,64.25355841638094,52.46324079606191,62.985013260531396,0]
[null,2019,68.576437514240041,61.29098744647213,66.142371737565597,65.769179307789159,62.723789501914908,52.70780049791081,62.723789501914908,68.091140518315569,68.515356708193096,62.723789501914908,62.723789501914908,53.927887426550377,62.723789501914908,62.723789501914908,66.314049638942777,53.927887426550377,64.670107097018999,0]
[null,2020,70.774937754960035,63.254429858369718,68.601060315089384,68.117489855697841,65.266127451477672,56.385918730839514,65.266127451477672,70.518708667384928,70.915073908002057,65.266127451477672,65.266127451477672,56.917106116502282,65.266127451477672,65.266127451477672,69.102566085003673,56.917106116502282,67.690021662253685,0]
[null,2021,73.275808084318044,65.471012850053739,70.251270318817291,70.686960201549596,67.479668621524681,57.811827730574315,67.479668621524681,73.133132981061308,73.660864825316239,67.479668621524681,67.479668621524681,58.722327006835492,67.479668621524681,67.479668621524681,71.487253987802546,58.722327006835492,69.690112886130393,0]
[null,2022,75.473704901641824,67.097771610624193,71.263352309700423,71.441987099308008,68.28442514066316,56.473455355926795,68.28442514066316,74.809980215714944,75.375928718584106,68.28442514066316,68.28442514066316,56.518288991771897,68.28442514066316,68.28442514066316,73.319632281744944,56.518288991771897,71.262998316615338,0]
[null,2023,77.099957049079876,68.801936647466249,72.257845383151391,72.734383337113314,69.052005591740865,55.013094319368172,69.052005591740865,76.236698395105464,77.096642311772243,69.052005591740865,69.052005591740865,55.019327642451572,69.052005591740865,69.052005591740865,74.428812370979145,55.019327642451572,72.455153100207554,0]
[null,2024,76.890013567037599,68.688893303305505,72.804726641535794,73.203759504873076,70.067252917503041,58.813866147525133,70.067252917503041,76.332611012546124,77.427096841525852,70.067252917503041,70.067252917503041,58.773815171231249,70.067252917503041,70.067252917503041,74.912397358521204,58.773815171231249,73.090975193358716,0]
[null,2025,78.597680834983151,70.702765763565679,73.861467254456159,75.302450863671382,70.749489128835279,56.142542054737198,70.749489128835279,78.010262475703456,78.532947671834606,70.749489128835279,70.749489128835279,56.363968468586606,70.749489128835279,70.749489128835279,76.212287170488466,56.363968468586606,74.4942066271161,0]
[null,2026,79.493625825024466,72.5377084875972,74.244667400997088,76.351226456475274,72.35585687421225,58.280001163306096,72.35585687421225,79.879993311684558,79.78969403889748,72.35585687421225,72.35585687421225,59.114669867804743,72.35585687421225,72.35585687421225,77.765948266430144,59.114669867804743,75.525997608071123,0]
[null,2027,80.703096588630473,73.71315576875223,75.271544536577835,78.020546703002665,72.913189619874302,57.336548071060989,72.913189619874302,81.094698449476724,80.269915016413506,72.913189619874302,72.913189619874302,57.58862271945236,72.913189619874302,72.913189619874302,78.700798306767282,57.58862271945236,76.42659505262823,0]
[null,2028,81.687320840722151,74.745622653868224,75.544244065603849,78.47319260103805,73.35192402331883,56.95182798670541,73.35192402331883,82.105372560582651,81.348268111233025,73.35192402331883,73.35192402331883,56.455804485048041,73.35192402331883,73.35192402331883,79.447562748883342,56.455804485048041,76.928463044692975,0]
[null,2029,79.670425766270469,73.478692423944977,74.655243915953946,77.358946100384827,72.703125696300361,58.276859945640922,72.703125696300361,80.71721086963035,79.451428210604107,72.703125696300361,72.703125696300361,58.515914746799744,72.703125696300361,72.703125696300361,78.162396556350586,58.515914746799744,75.992877213896236,0]
[null,2030,80.880113652334359,74.398373880658596,75.342680258311745,78.929399372738814,74.199441376982818,61.209797676961784,74.199441376982818,82.018665336752406,81.349507169066655,74.199441376982818,74.199441376982818,60.801473033025403,74.199441376982818,74.199441376982818,79.427066175185359,60.801473033025403,76.890161934093285,0]
[null,2031,80.880113652334359,74.398373880658596,75.342680258311745,78.929399372738814,74.199441376982818,61.209797676961784,74.199441376982818,82.018665336752406,81.349507169066655,74.199441376982818,74.199441376982818,60.801473033025403,74.199441376982818,74.199441376982818,79.427066175185359,60.801473033025403,76.890161934093285,0]
[null,2032,80.880113652334359,74.398373880658596,75.342680258311745,78.929399372738814,74.199441376982818,61.209797676961784,74.199441376982818,82.018665336752406,81.349507169066655,74.199441376982818,74.199441376982818,60.801473033025403,74.199441376982818,74.199441376982818,79.427066175185359,60.801473033025403,76.890161934093285,0]
[null,2033,80.880113652334359,74.398373880658596,75.342680258311745,78.929399372738814,74.199441376982818,61.209797676961784,74.199441376982818,82.018665336752406,81.349507169066655,74.199441376982818,74.199441376982818,60.801473033025403,74.199441376982818,74.199441376982818,79.427066175185359,60.801473033025403,76.890161934093285,0]
[null,2034,80.880113652334359,74.398373880658596,75.342680258311745,78.929399372738814,74.199441376982818,61.209797676961784,74.199441376982818,82.018665336752406,81.349507169066655,74.199441376982818,74.199441376982818,60.801473033025403,74.199441376982818,74.199441376982818,79.427066175185359,60.801473033025403,76.890161934093285,0]
[null,2035,80.880113652334359,74.398373880658596,75.342680258311745,78.929399372738814,74.199441376982818,61.209797676961784,74.199441376982818,82.018665336752406,81.349507169066655,74.199441376982818,74.199441376982818,60.801473033025403,74.199441376982818,74.199441376982818,79.427066175185359,60.801473033025403,76.890161934093285,0]
[null,2036,80.880113652334359,74.398373880658596,75.342680258311745,78.929399372738814,74.199441376982818,61.209797676961784,74.199441376982818,82.018665336752406,81.349507169066655,74.199441376982818,74.199441376982818,60.801473033025403,74.199441376982818,74.199441376982818,79.427066175185359,60.801473033025403,76.890161934093285,0]
[null,2037,80.880113652334359,74.398373880658596,75.342680258311745,78.929399372738814,74.199441376982818,61.209797676961784,74.199441376982818,82.018665336752406,81.349507169066655,74.199441376982818,74.199441376982818,60.801473033025403,74.199441376982818,74.199441376982818,79.427066175185359,60.801473033025403,76.890161934093285,0]
[null,2038,80.880113652334359,74.398373880658596,75.342680258311745,78.929399372738814,74.199441376982818,61.209797676961784,74.199441376982818,82.018665336752406,81.349507169066655,74.199441376982818,74.199441376982818,60.801473033025403,74.199441376982818,74.199441376982818,79.427066175185359,60.801473033025403,76.890161934093285,0]
[null,2039,80.880113652334359,74.398373880658596,75.342680258311745,78.929399372738814,74.199441376982818,61.209797676961784,74.199441376982818,82.018665336752406,81.349507169066655,74.199441376982818,74.199441376982818,60.801473033025403,74.199441376982818,74.199441376982818,79.427066175185359,60.801473033025403,76.890161934093285,0]
[null,2040,80.880113652334359,74.398373880658596,75.342680258311745,78.929399372738814,74.199441376982818,61.209797676961784,74.199441376982818,82.018665336752406,81.349507169066655,74.199441376982818,74.199441376982818,60.801473033025403,74.199441376982818,74.199441376982818,79.427066175185359,60.801473033025403,76.890161934093285,0]
[null,2041,80.880113652334359,74.398373880658596,75.342680258311745,78.929399372738814,74.199441376982818,61.209797676961784,74.199441376982818,82.018665336752406,81.349507169066655,74.199441376982818,74.199441376982818,60.801473033025403,74.199441376982818,74.199441376982818,79.427066175185359,60.801473033025403,76.890161934093285,0]
[null,2042,80.880113652334359,74.398373880658596,75.342680258311745,78.929399372738814,74.199441376982818,61.209797676961784,74.199441376982818,82.018665336752406,81.349507169066655,74.199441376982818,74.199441376982818,60.801473033025403,74.199441376982818,74.199441376982818,79.427066175185359,60.801473033025403,76.890161934093285,0]
[null,2043,80.880113652334359,74.398373880658596,75.342680258311745,78.929399372738814,74.199441376982818,61.209797676961784,74.199441376982818,82.018665336752406,81.349507169066655,74.199441376982818,74.199441376982818,60.801473033025403,74.199441376982818,74.199441376982818,79.427066175185359,60.801473033025403,76.890161934093285,0]
[null,2044,80.880113652334359,74.398373880658596,75.342680258311745,78.929399372738814,74.199441376982818,61.209797676961784,74.199441376982818,82.018665336752406,81.349507169066655,74.199441376982818,74.199441376982818,60.801473033025403,74.199441376982818,74.199441376982818,79.427066175185359,60.801473033025403,76.890161934093285,0]
[null,2045,80.880113652334359,74.398373880658596,75.342680258311745,78.929399372738814,74.199441376982818,61.209797676961784,74.199441376982818,82.018665336752406,81.349507169066655,74.199441376982818,74.199441376982818,60.801473033025403,74.199441376982818,74.199441376982818,79.427066175185359,60.801473033025403,76.890161934093285,0]
[null,2046,80.880113652334359,74.398373880658596,75.342680258311745,78.929399372738814,74.199441376982818,61.209797676961784,74.199441376982818,82.018665336752406,81.349507169066655,74.199441376982818,74.199441376982818,60.801473033025403,74.199441376982818,74.199441376982818,79.427066175185359,60.801473033025403,76.890161934093285,0]
[null,2047,80.880113652334359,74.398373880658596,75.342680258311745,78.929399372738814,74.199441376982818,61.209797676961784,74.199441376982818,82.018665336752406,81.349507169066655,74.199441376982818,74.199441376982818,60.801473033025403,74.199441376982818,74.199441376982818,79.427066175185359,60.801473033025403,76.890161934093285,0]
[null,2048,80.880113652334359,74.398373880658596,75.342680258311745,78.929399372738814,74.199441376982818,61.209797676961784,74.199441376982818,82.018665336752406,81.349507169066655,74.199441376982818,74.199441376982818,60.801473033025403,74.199441376982818,74.199441376982818,79.427066175185359,60.801473033025403,76.890161934093285,0]
[null,2049,80.880113652334359,74.398373880658596,75.342680258311745,78.929399372738814,74.199441376982818,61.209797676961784,74.199441376982818,82.018665336752406,81.349507169066655,74.199441376982818,74.199441376982818,60.801473033025403,74.199441376982818,74.199441376982818,79.427066175185359,60.801473033025403,76.890161934093285,0]
[null,2050,80.880113652334359,74.398373880658596,75.342680258311745,78.929399372738814,74.199441376982818,61.209797676961784,74.199441376982818,82.018665336752406,81.349507169066655,74.199441376982818,74.199441376982818,60.801473033025403,74.199441376982818,74.199441376982818,79.427066175185359,60.801473033025403,76.890161934093285,0]
[null,2051,80.880113652334359,74.398373880658596,75.342680258311745,78.929399372738814,74.199441376982818,61.209797676961784,74.199441376982818,82.018665336752406,81.349507169066655,74.199441376982818,74.199441376982818,60.801473033025403,74.199441376982818,74.199441376982818,79.427066175185359,60.801473033025403,76.890161934093285,0]
[null,2052,80.880113652334359,74.398373880658596,75.342680258311745,78.929399372738814,74.199441376982818,61.209797676961784,74.199441376982818,82.018665336752406,81.349507169066655,74.199441376982818,74.199441376982818,60.801473033025403,74.199441376982818,74.199441376982818,79.427066175185359,60.801473033025403,76.890161934093285,0]
[null,2053,80.880113652334359,74.398373880658596,75.342680258311745,78.929399372738814,74.199441376982818,61.209797676961784,74.199441376982818,82.018665336752406,81.349507169066655,74.199441376982818,74.199441376982818,60.801473033025403,74.199441376982818,74.199441376982818,79.427066175185359,60.801473033025403,76.890161934093285,0]
[null,2054,80.880113652334359,74.398373880658596,75.342680258311745,78.929399372738814,74.199441376982818,61.209797676961784,74.199441376982818,82.018665336752406,81.349507169066655,74.199441376982818,74.199441376982818,60.801473033025403,74.199441376982818,74.199441376982818,79.427066175185359,60.801473033025403,76.890161934093285,0]
[null,2055,80.880113652334359,74.398373880658596,75.342680258311745,78.929399372738814,74.199441376982818,61.209797676961784,74.199441376982818,82.018665336752406,81.349507169066655,74.199441376982818,74.199441376982818,60.801473033025403,74.199441376982818,74.199441376982818,79.427066175185359,60.801473033025403,76.890161934093285,0]
[null,2056,80.880113652334359,74.398373880658596,75.342680258311745,78.929399372738814,74.199441376982818,61.209797676961784,74.199441376982818,82.018665336752406,81.349507169066655,74.199441376982818,74.199441376982818,60.801473033025403,74.199441376982818,74.199441376982818,79.427066175185359,60.801473033025403,76.890161934093285,0]
[null,2057,80.880113652334359,74.398373880658596,75.342680258311745,78.929399372738814,74.199441376982818,61.209797676961784,74.199441376982818,82.018665336752406,81.349507169066655,74.199441376982818,74.199441376982818,60.801473033025403,74.199441376982818,74.199441376982818,79.427066175185359,60.801473033025403,76.890161934093285,0]
[null,2058,80.880113652334359,74.398373880658596,75.342680258311745,78.929399372738814,74.199441376982818,61.209797676961784,74.199441376982818,82.018665336752406,81.349507169066655,74.199441376982818,74.199441376982818,60.801473033025403,74.199441376982818,74.199441376982818,79.427066175185359,60.801473033025403,76.890161934093285,0]
[null,2059,80.880113652334359,74.398373880658596,75.342680258311745,78.929399372738814,74.199441376982818,61.209797676961784,74.199441376982818,82.018665336752406,81.349507169066655,74.199441376982818,74.199441376982818,60.801473033025403,74.199441376982818,74.199441376982818,79.427066175185359,60.801473033025403,76.890161934093285,0]
[null,2060,80.880113652334359,74.398373880658596,75.342680258311745,78.929399372738814,74.199441376982818,61.209797676961784,74.199441376982818,82.018665336752406,81.349507169066655,74.199441376982818,74.199441376982818,60.801473033025403,74.199441376982818,74.199441376982818,79.427066175185359,60.801473033025403,76.890161934093285,0]
[7,2014,60.879206399843305,59.066654545014231,57.203584917378016,55.882021365432692,57.048425430553344,52.192067993671301,57.048425430553344,60.263875423225535,57.811450774720278,57.048425430553344,57.048425430553344,55.695250919436702,57.048425430553344,57.048425430553344,56.060338941002229,55.695250919436702,53.780618782199042,0]
[null,2015,66.40853688945657,63.317232610205465,62.091115975006524,60.565905877660256,61.601803979076493,56.196800164769044,61.601803979076493,65.15356391932724,63.004254515438483,61.601803979076493,61.601803979076493,59.395715012357883,61.601803979076493,61.601803979076493,60.681312555241107,59.395715012357883,58.863340126952153,0]
[null,2016,70.529152754249623,66.510766735052314,66.321771782644788,64.468787670304579,65.232282174345585,59.207924560240414,65.232282174345585,68.757321063430098,67.28212969481531,65.232282174345585,65.232282174345585,62.122928344735158,65.232282174345585,65.232282174345585,65.010632196028325,62.122928344735158,63.509640235521537,0]
[null,2017,74.281538411170388,69.611788043980511,70.467144737206425,68.302592152185156,68.767953201118829,62.458004641047225,68.767953201118829,72.284105330915168,71.415071291978933,68.767953201118829,68.767953201118829,64.911601528036044,68.767953201118829,68.767953201118829,69.17529330555098,64.911601528036044,67.382335642653985,0]
[null,2018,76.528478850612075,71.221845319908823,72.881047628579566,70.578790499483105,70.747622602732974,63.934681163980699,70.747622602732974,74.521132521710427,74.12320623819447,70.747622602732974,70.747622602732974,65.704225602613164,70.747622602732974,70.747622602732974,71.771069511135337,65.704225602613164,70.15764104675425,0]
[null,2019,78.585357345626136,73.205028913632816,74.934697454541279,72.906675676300964,72.795693609482782,65.128691014964616,72.795693609482782,76.913520077128567,76.599692456358639,72.795693609482782,72.795693609482782,67.380105197795686,72.795693609482782,72.795693609482782,74.179936791712549,67.380105197795686,72.095395718545433,0]
[null,2020,80.299057153281396,74.577274805135005,77.048617180976805,74.843794714621168,74.92124888467859,68.867972906290959,74.92124888467859,78.75978751172606,78.7188291014985,74.92124888467859,74.92124888467859,70.103349582925304,74.92124888467859,74.92124888467859,76.207928311110109,70.103349582925304,74.613982008965451,0]
[null,2021,82.352549264534602,76.429234784640499,78.340572991999139,76.358073333703814,76.559013253725325,70.437693865337835,76.559013253725325,80.388217327598483,80.202057932115451,76.559013253725325,76.559013253725325,71.867832739783509,76.559013253725325,76.559013253725325,77.756866285028877,71.867832739783509,75.937226223556692,0]
[null,2022,83.780284361374655,78.012753233959302,79.639248554930091,77.85070260876779,77.91202700298237,70.890803401045574,77.91202700298237,82.217557190102013,81.986288568181607,77.91202700298237,77.91202700298237,72.565948074022728,77.91202700298237,77.91202700298237,79.286539723834309,72.565948074022728,77.408235949611182,0]
[null,2023,86.024790233206176,80.071392673077639,80.545747751251582,80.248124764650967,79.747221314821132,72.253738342779968,79.747221314821132,84.0296417630109,84.152044501639466,79.747221314821132,79.747221314821132,74.253495106305394,79.747221314821132,79.747221314821132,81.386583420048581,74.253495106305394,79.126813811276577,0]
[null,2024,86.921020377520023,82.11069485242038,82.769820852054806,81.603943602008783,81.388987522643617,74.254573571438769,81.388987522643617,85.570014556440682,85.07148153768334,81.388987522643617,81.388987522643617,75.999220778277376,81.388987522643617,81.388987522643617,82.934741307571073,75.999220778277376,80.936162653095963,0]
[null,2025,88.074225961114522,83.613760057247731,83.553667403987561,83.007803055943455,82.626884686980873,75.551579951677866,82.626884686980873,86.677744451769826,85.940761288911901,82.626884686980873,82.626884686980873,77.687306385002543,82.626884686980873,82.626884686980873,84.014052779970442,77.687306385002543,81.911082887034183,0]
[null,2026,88.336671537057924,84.727803825020771,83.92537774588385,84.196926853017899,83.46331576878967,75.863518436774697,83.46331576878967,88.05301612097152,86.890503972710334,83.46331576878967,83.46331576878967,78.252575912990039,83.46331576878967,83.46331576878967,84.788986658555359,78.252575912990039,82.876113221873283,0]
[null,2027,89.383886719291098,85.875123510073308,84.060028001123527,84.89794384981424,84.141573442169147,76.232656742759701,84.141573442169147,88.962972102645949,87.398972895937646,84.141573442169147,84.141573442169147,78.895639705389542,84.141573442169147,84.141573442169147,85.39373957562475,78.895639705389542,82.839729322614474,0]
[null,2028,90.285795608431073,86.663518235144437,84.222013423273935,85.305090320264497,84.810444199003399,77.443767029594397,84.810444199003399,89.403172183266861,88.055127203978302,84.810444199003399,84.810444199003399,79.922147890291171,84.810444199003399,84.810444199003399,85.727354334279511,79.922147890291171,83.463283176180468,0]
[null,2029,90.116297250559356,87.224281831776068,84.029050188188094,86.432872977082454,85.272772388164569,77.676380119462678,85.272772388164569,90.138675768586211,88.23287474796858,85.272772388164569,85.272772388164569,80.29006045341923,85.272772388164569,85.272772388164569,86.685891683330965,80.29006045341923,83.961733284690794,0]
[null,2030,91.305407042395203,88.633225455675273,85.500053998858547,87.400560050674372,86.46080884393217,78.992426722504874,86.46080884393217,91.407141018825484,89.108209533940496,86.46080884393217,86.46080884393217,81.915471404762542,86.46080884393217,86.46080884393217,87.459314359778332,81.915471404762542,84.200693550856613,0]
[null,2031,91.305407042395203,88.633225455675273,85.500053998858547,87.400560050674372,86.46080884393217,78.992426722504874,86.46080884393217,91.407141018825484,89.108209533940496,86.46080884393217,86.46080884393217,81.915471404762542,86.46080884393217,86.46080884393217,87.459314359778332,81.915471404762542,84.200693550856613,0]
[null,2032,91.305407042395203,88.633225455675273,85.500053998858547,87.400560050674372,86.46080884393217,78.992426722504874,86.46080884393217,91.407141018825484,89.108209533940496,86.46080884393217,86.46080884393217,81.915471404762542,86.46080884393217,86.46080884393217,87.459314359778332,81.915471404762542,84.200693550856613,0]
[null,2033,91.305407042395203,88.633225455675273,85.500053998858547,87.400560050674372,86.46080884393217,78.992426722504874,86.46080884393217,91.407141018825484,89.108209533940496,86.46080884393217,86.46080884393217,81.915471404762542,86.46080884393217,86.46080884393217,87.459314359778332,81.915471404762542,84.200693550856613,0]
[null,2034,91.305407042395203,88.633225455675273,85.500053998858547,87.400560050674372,86.46080884393217,78.992426722504874,86.46080884393217,91.407141018825484,89.108209533940496,86.46080884393217,86.46080884393217,81.915471404762542,86.46080884393217,86.46080884393217,87.459314359778332,81.915471404762542,84.200693550856613,0]
[null,2035,91.305407042395203,88.633225455675273,85.500053998858547,87.400560050674372,86.46080884393217,78.992426722504874,86.46080884393217,91.407141018825484,89.108209533940496,86.46080884393217,86.46080884393217,81.915471404762542,86.46080884393217,86.46080884393217,87.459314359778332,81.915471404762542,84.200693550856613,0]
[null,2036,91.305407042395203,88.633225455675273,85.500053998858547,87.400560050674372,86.46080884393217,78.992426722504874,86.46080884393217,91.407141018825484,89.108209533940496,86.46080884393217,86.46080884393217,81.915471404762542,86.46080884393217,86.46080884393217,87.459314359778332,81.915471404762542,84.200693550856613,0]
[null,2037,91.305407042395203,88.633225455675273,85.500053998858547,87.400560050674372,86.46080884393217,78.992426722504874,86.46080884393217,91.407141018825484,89.108209533940496,86.46080884393217,86.46080884393217,81.915471404762542,86.46080884393217,86.46080884393217,87.459314359778332,81.915471404762542,84.200693550856613,0]
[null,2038,91.305407042395203,88.633225455675273,85.500053998858547,87.400560050674372,86.46080884393217,78.992426722504874,86.46080884393217,91.407141018825484,89.108209533940496,86.46080884393217,86.46080884393217,81.915471404762542,86.46080884393217,86.46080884393217,87.459314359778332,81.915471404762542,84.200693550856613,0]
[null,2039,91.305407042395203,88.633225455675273,85.500053998858547,87.400560050674372,86.46080884393217,78.992426722504874,86.46080884393217,91.407141018825484,89.108209533940496,86.46080884393217,86.46080884393217,81.915471404762542,86.46080884393217,86.46080884393217,87.459314359778332,81.915471404762542,84.200693550856613,0]
[null,2040,91.305407042395203,88.633225455675273,85.500053998858547,87.400560050674372,86.46080884393217,78.992426722504874,86.46080884393217,91.407141018825484,89.108209533940496,86.46080884393217,86.46080884393217,81.915471404762542,86.46080884393217,86.46080884393217,87.459314359778332,81.915471404762542,84.200693550856613,0]
[null,2041,91.305407042395203,88.633225455675273,85.500053998858547,87.400560050674372,86.46080884393217,78.992426722504874,86.46080884393217,91.407141018825484,89.108209533940496,86.46080884393217,86.46080884393217,81.915471404762542,86.46080884393217,86.46080884393217,87.459314359778332,81.915471404762542,84.200693550856613,0]
[null,2042,91.305407042395203,88.633225455675273,85.500053998858547,87.400560050674372,86.46080884393217,78.992426722504874,86.46080884393217,91.407141018825484,89.108209533940496,86.46080884393217,86.46080884393217,81.915471404762542,86.46080884393217,86.46080884393217,87.459314359778332,81.915471404762542,84.200693550856613,0]
[null,2043,91.305407042395203,88.633225455675273,85.500053998858547,87.400560050674372,86.46080884393217,78.992426722504874,86.46080884393217,91.407141018825484,89.108209533940496,86.46080884393217,86.46080884393217,81.915471404762542,86.46080884393217,86.46080884393217,87.459314359778332,81.915471404762542,84.200693550856613,0]
[null,2044,91.305407042395203,88.633225455675273,85.500053998858547,87.400560050674372,86.46080884393217,78.992426722504874,86.46080884393217,91.407141018825484,89.108209533940496,86.46080884393217,86.46080884393217,81.915471404762542,86.46080884393217,86.46080884393217,87.459314359778332,81.915471404762542,84.200693550856613,0]
[null,2045,91.305407042395203,88.633225455675273,85.500053998858547,87.400560050674372,86.46080884393217,78.992426722504874,86.46080884393217,91.407141018825484,89.108209533940496,86.46080884393217,86.46080884393217,81.915471404762542,86.46080884393217,86.46080884393217,87.459314359778332,81.915471404762542,84.200693550856613,0]
[null,2046,91.305407042395203,88.633225455675273,85.500053998858547,87.400560050674372,86.46080884393217,78.992426722504874,86.46080884393217,91.407141018825484,89.108209533940496,86.46080884393217,86.46080884393217,81.915471404762542,86.46080884393217,86.46080884393217,87.459314359778332,81.915471404762542,84.200693550856613,0]
[null,2047,91.305407042395203,88.633225455675273,85.500053998858547,87.400560050674372,86.46080884393217,78.992426722504874,86.46080884393217,91.407141018825484,89.108209533940496,86.46080884393217,86.46080884393217,81.915471404762542,86.46080884393217,86.46080884393217,87.459314359778332,81.915471404762542,84.200693550856613,0]
[null,2048,91.305407042395203,88.633225455675273,85.500053998858547,87.400560050674372,86.46080884393217,78.992426722504874,86.46080884393217,91.407141018825484,89.108209533940496,86.46080884393217,86.46080884393217,81.915471404762542,86.46080884393217,86.46080884393217,87.459314359778332,81.915471404762542,84.200693550856613,0]
[null,2049,91.305407042395203,88.633225455675273,85.500053998858547,87.400560050674372,86.46080884393217,78.992426722504874,86.46080884393217,91.407141018825484,89.108209533940496,86.46080884393217,86.46080884393217,81.915471404762542,86.46080884393217,86.46080884393217,87.459314359778332,81.915471404762542,84.200693550856613,0]
[null,2050,91.305407042395203,88.633225455675273,85.500053998858547,87.400560050674372,86.46080884393217,78.992426722504874,86.46080884393217,91.407141018825484,89.108209533940496,86.46080884393217,86.46080884393217,81.915471404762542,86.46080884393217,86.46080884393217,87.459314359778332,81.915471404762542,84.200693550856613,0]
[null,2051,91.305407042395203,88.633225455675273,85.500053998858547,87.400560050674372,86.46080884393217,78.992426722504874,86.46080884393217,91.407141018825484,89.108209533940496,86.46080884393217,86.46080884393217,81.915471404762542,86.46080884393217,86.46080884393217,87.459314359778332,81.915471404762542,84.200693550856613,0]
[null,2052,91.305407042395203,88.633225455675273,85.500053998858547,87.400560050674372,86.46080884393217,78.992426722504874,86.46080884393217,91.407141018825484,89.108209533940496,86.46080884393217,86.46080884393217,81.915471404762542,86.46080884393217,86.46080884393217,87.459314359778332,81.915471404762542,84.200693550856613,0]
[null,2053,91.305407042395203,88.633225455675273,85.500053998858547,87.400560050674372,86.46080884393217,78.992426722504874,86.46080884393217,91.407141018825484,89.108209533940496,86.46080884393217,86.46080884393217,81.915471404762542,86.46080884393217,86.46080884393217,87.459314359778332,81.915471404762542,84.200693550856613,0]
[null,2054,91.305407042395203,88.633225455675273,85.500053998858547,87.400560050674372,86.46080884393217,78.992426722504874,86.46080884393217,91.407141018825484,89.108209533940496,86.46080884393217,86.46080884393217,81.915471404762542,86.46080884393217,86.46080884393217,87.459314359778332,81.915471404762542,84.200693550856613,0]
[null,2055,91.305407042395203,88.633225455675273,85.500053998858547,87.400560050674372,86.46080884393217,78.992426722504874,86.46080884393217,91.407141018825484,89.108209533940496,86.46080884393217,86.46080884393217,81.915471404762542,86.46080884393217,86.46080884393217,87.459314359778332,81.915471404762542,84.200693550856613,0]
[null,2056,91.305407042395203,88.633225455675273,85.500053998858547,87.400560050674372,86.46080884393217,78.992426722504874,86.46080884393217,91.407141018825484,89.108209533940496,86.46080884393217,86.46080884393217,81.915471404762542,86.46080884393217,86.46080884393217,87.459314359778332,81.915471404762542,84.200693550856613,0]
[null,2057,91.305407042395203,88.633225455675273,85.500053998858547,87.400560050674372,86.46080884393217,78.992426722504874,86.46080884393217,91.407141018825484,89.108209533940496,86.46080884393217,86.46080884393217,81.915471404762542,86.46080884393217,86.46080884393217,87.459314359778332,81.915471404762542,84.200693550856613,0]
[null,2058,91.305407042395203,88.633225455675273,85.500053998858547,87.400560050674372,86.46080884393217,78.992426722504874,86.46080884393217,91.407141018825484,89.108209533940496,86.46080884393217,86.46080884393217,81.915471404762542,86.46080884393217,86.46080884393217,87.459314359778332,81.915471404762542,84.200693550856613,0]
[null,2059,91.305407042395203,88.633225455675273,85.500053998858547,87.400560050674372,86.46080884393217,78.992426722504874,86.46080884393217,91.407141018825484,89.108209533940496,86.46080884393217,86.46080884393217,81.915471404762542,86.46080884393217,86.46080884393217,87.459314359778332,81.915471404762542,84.200693550856613,0]
[null,2060,91.305407042395203,88.633225455675273,85.500053998858547,87.400560050674372,86.46080884393217,78.992426722504874,86.46080884393217,91.407141018825484,89.108209533940496,86.46080884393217,86.46080884393217,81.915471404762542,86.46080884393217,86.46080884393217,87.459314359778332,81.915471404762542,84.200693550856613,0]
[8,2014,60.68518927953788,62.374338723747783,56.469125453390404,57.643048701089214,58.245126862708169,53.77962153344086,58.245126862708169,60.665657450288414,57.030149111919954,58.245126862708169,58.245126862708169,59.312737548103797,58.245126862708169,58.245126862708169,55.838427348289464,59.312737548103797,53.442095568029949,0]
[null,2015,66.438536280499775,67.242314676911064,61.716277549626462,62.631832837268426,63.304094822097824,58.794644787337809,63.304094822097824,65.649491644106291,62.697990125758757,63.304094822097824,63.304094822097824,64.025138924727642,63.304094822097824,63.304094822097824,60.833838230510885,64.025138924727642,58.686870925269659,0]
[null,2016,70.974690965400782,71.304128805608656,65.877095578118059,67.109755880777897,67.605502803473627,63.315230230861573,67.605502803473627,69.605686891548274,67.617294376905761,67.605502803473627,67.605502803473627,68.166484299503693,67.605502803473627,67.605502803473627,65.206454424307069,68.166484299503693,63.438295431924637,0]
[null,2017,74.456839095056949,74.442891446071727,69.707250150568598,70.741646722983972,71.043425774626286,66.607475264695481,71.043425774626286,73.069273273756806,71.252294659829744,71.043425774626286,71.043425774626286,71.021392592294731,71.043425774626286,71.043425774626286,68.855119076423236,71.021392592294731,67.380200246782223,0]
[null,2018,77.786626893173306,76.827942259136108,72.801250890167779,74.03903828789808,73.968035022911593,69.206052995574268,73.968035022911593,76.084570780540673,74.688632228936612,73.968035022911593,73.968035022911593,73.516244885941461,73.968035022911593,73.968035022911593,72.160027731402209,73.516244885941461,70.809075498060011,0]
[null,2019,79.663759394577582,78.069298387566647,74.483837695425777,75.799073401735356,75.641952234745972,70.770011736067616,75.641952234745972,77.963762397431623,76.759336656971243,75.641952234745972,75.641952234745972,74.966619343789716,75.641952234745972,75.641952234745972,74.201849422274492,74.966619343789716,72.796591207934696,0]
[null,2020,81.016495183868074,79.241782975976491,76.275717126370026,76.887216459390203,76.95686821449388,72.138209158986911,76.95686821449388,79.264844490196964,78.281048744745675,76.95686821449388,76.95686821449388,75.943516931704437,76.95686821449388,76.95686821449388,75.585732669624917,75.943516931704437,74.353548666067908,0]
[null,2021,82.717706627371967,81.570213555960308,77.204840931068105,78.902434827452808,78.872290646415038,74.307632351405516,78.872290646415038,81.164611734265094,79.875055719143973,78.872290646415038,78.872290646415038,78.260086590150195,78.872290646415038,78.872290646415038,77.330333638264378,78.260086590150195,76.035523952507873,0]
[null,2022,84.971759226571493,83.561755374318409,78.376365875315258,81.101824496516059,80.745469979926867,75.633997910003927,80.745469979926867,83.328185797344972,82.021852524636031,80.745469979926867,80.745469979926867,79.950820096580799,80.745469979926867,80.745469979926867,79.317542932169346,79.950820096580799,77.774240102390763,0]
[null,2023,86.59379318860104,85.878416284535774,79.669897137870691,83.442852412306721,82.927643352291568,78.511064975118813,82.927643352291568,85.3257444739249,83.957768556511027,82.927643352291568,82.927643352291568,82.878296055739199,82.927643352291568,82.927643352291568,81.166436354470264,82.878296055739199,79.948246139736128,0]
[null,2024,87.969222078661303,87.586061915881416,81.880346156487434,85.497003310004843,84.689283375264338,80.420677050201533,84.689283375264338,87.216638507460871,85.138497842187789,84.689283375264338,84.689283375264338,84.601652777312694,84.689283375264338,84.689283375264338,82.874315469030932,84.601652777312694,81.88669841283857,0]
[null,2025,88.882532591080093,88.7694055390958,81.870917129176959,85.998319209880123,85.428445397617281,81.215708329645821,85.428445397617281,87.994674363028366,85.480687879980323,85.428445397617281,85.428445397617281,85.395754850258939,85.428445397617281,85.428445397617281,83.44806655711632,85.395754850258939,82.690142605938661,0]
[null,2026,89.399191703149256,89.437962540680246,82.340983717295359,87.048039233508192,86.247643642898083,81.824396787188789,86.247643642898083,89.107414332955585,86.547696211616184,86.247643642898083,86.247643642898083,86.173779833846964,86.247643642898083,86.247643642898083,84.461350094755929,86.173779833846964,83.618659045021118,0]
[null,2027,90.178755337386235,90.87127389672267,82.512660678963513,88.296643117168358,87.206927599033733,83.075209715155623,87.206927599033733,90.186770250075796,87.044886847070231,87.206927599033733,87.206927599033733,87.611198753069658,87.206927599033733,87.206927599033733,85.158710727460473,87.611198753069658,83.625190766191352,0]
[null,2028,91.118721352561849,92.411304458816048,82.854421921110514,89.416437214858675,88.401035570107538,84.41821765099705,88.401035570107538,91.284367972690404,88.138855787786312,88.401035570107538,88.401035570107538,89.307952165405752,88.401035570107538,88.401035570107538,86.043054696175219,89.307952165405752,84.511257621883445,0]
[null,2029,91.8652310256889,93.48188853624157,83.89586717652746,90.960224896343561,89.68851908636718,85.825352430972544,89.68851908636718,92.97897033371261,88.828426232573037,89.68851908636718,89.68851908636718,90.635754519895826,89.68851908636718,89.68851908636718,87.58255573950585,90.635754519895826,86.205243189178816,0]
[null,2030,92.673563445057042,94.409593040053977,84.627071791590396,92.035883343582142,90.504595396258537,86.756612822895065,90.504595396258537,93.893124858694136,89.737984510190486,90.504595396258537,90.504595396258537,91.508803777911425,90.504595396258537,90.504595396258537,88.142359909615891,91.508803777911425,86.057899457296429,0]
[null,2031,92.673563445057042,94.409593040053977,84.627071791590396,92.035883343582142,90.504595396258537,86.756612822895065,90.504595396258537,93.893124858694136,89.737984510190486,90.504595396258537,90.504595396258537,91.508803777911425,90.504595396258537,90.504595396258537,88.142359909615891,91.508803777911425,86.057899457296429,0]
[null,2032,92.673563445057042,94.409593040053977,84.627071791590396,92.035883343582142,90.504595396258537,86.756612822895065,90.504595396258537,93.893124858694136,89.737984510190486,90.504595396258537,90.504595396258537,91.508803777911425,90.504595396258537,90.504595396258537,88.142359909615891,91.508803777911425,86.057899457296429,0]
[null,2033,92.673563445057042,94.409593040053977,84.627071791590396,92.035883343582142,90.504595396258537,86.756612822895065,90.504595396258537,93.893124858694136,89.737984510190486,90.504595396258537,90.504595396258537,91.508803777911425,90.504595396258537,90.504595396258537,88.142359909615891,91.508803777911425,86.057899457296429,0]
[null,2034,92.673563445057042,94.409593040053977,84.627071791590396,92.035883343582142,90.504595396258537,86.756612822895065,90.504595396258537,93.893124858694136,89.737984510190486,90.504595396258537,90.504595396258537,91.508803777911425,90.504595396258537,90.504595396258537,88.142359909615891,91.508803777911425,86.057899457296429,0]
[null,2035,92.673563445057042,94.409593040053977,84.627071791590396,92.035883343582142,90.504595396258537,86.756612822895065,90.504595396258537,93.893124858694136,89.737984510190486,90.504595396258537,90.504595396258537,91.508803777911425,90.504595396258537,90.504595396258537,88.142359909615891,91.508803777911425,86.057899457296429,0]
[null,2036,92.673563445057042,94.409593040053977,84.627071791590396,92.035883343582142,90.504595396258537,86.756612822895065,90.504595396258537,93.893124858694136,89.737984510190486,90.504595396258537,90.504595396258537,91.508803777911425,90.504595396258537,90.504595396258537,88.142359909615891,91.508803777911425,86.057899457296429,0]
[null,2037,92.673563445057042,94.409593040053977,84.627071791590396,92.035883343582142,90.504595396258537,86.756612822895065,90.504595396258537,93.893124858694136,89.737984510190486,90.504595396258537,90.504595396258537,91.508803777911425,90.504595396258537,90.504595396258537,88.142359909615891,91.508803777911425,86.057899457296429,0]
[null,2038,92.673563445057042,94.409593040053977,84.627071791590396,92.035883343582142,90.504595396258537,86.756612822895065,90.504595396258537,93.893124858694136,89.737984510190486,90.504595396258537,90.504595396258537,91.508803777911425,90.504595396258537,90.504595396258537,88.142359909615891,91.508803777911425,86.057899457296429,0]
[null,2039,92.673563445057042,94.409593040053977,84.627071791590396,92.035883343582142,90.504595396258537,86.756612822895065,90.504595396258537,93.893124858694136,89.737984510190486,90.504595396258537,90.504595396258537,91.508803777911425,90.504595396258537,90.504595396258537,88.142359909615891,91.508803777911425,86.057899457296429,0]
[null,2040,92.673563445057042,94.409593040053977,84.627071791590396,92.035883343582142,90.504595396258537,86.756612822895065,90.504595396258537,93.893124858694136,89.737984510190486,90.504595396258537,90.504595396258537,91.508803777911425,90.504595396258537,90.504595396258537,88.142359909615891,91.508803777911425,86.057899457296429,0]
[null,2041,92.673563445057042,94.409593040053977,84.627071791590396,92.035883343582142,90.504595396258537,86.756612822895065,90.504595396258537,93.893124858694136,89.737984510190486,90.504595396258537,90.504595396258537,91.508803777911425,90.504595396258537,90.504595396258537,88.142359909615891,91.508803777911425,86.057899457296429,0]
[null,2042,92.673563445057042,94.409593040053977,84.627071791590396,92.035883343582142,90.504595396258537,86.756612822895065,90.504595396258537,93.893124858694136,89.737984510190486,90.504595396258537,90.504595396258537,91.508803777911425,90.504595396258537,90.504595396258537,88.142359909615891,91.508803777911425,86.057899457296429,0]
[null,2043,92.673563445057042,94.409593040053977,84.627071791590396,92.035883343582142,90.504595396258537,86.756612822895065,90.504595396258537,93.893124858694136,89.737984510190486,90.504595396258537,90.504595396258537,91.508803777911425,90.504595396258537,90.504595396258537,88.142359909615891,91.508803777911425,86.057899457296429,0]
[null,2044,92.673563445057042,94.409593040053977,84.627071791590396,92.035883343582142,90.504595396258537,86.756612822895065,90.504595396258537,93.893124858694136,89.737984510190486,90.504595396258537,90.504595396258537,91.508803777911425,90.504595396258537,90.504595396258537,88.142359909615891,91.508803777911425,86.057899457296429,0]
[null,2045,92.673563445057042,94.409593040053977,84.627071791590396,92.035883343582142,90.504595396258537,86.756612822895065,90.504595396258537,93.893124858694136,89.737984510190486,90.504595396258537,90.504595396258537,91.508803777911425,90.504595396258537,90.504595396258537,88.142359909615891,91.508803777911425,86.057899457296429,0]
[null,2046,92.673563445057042,94.409593040053977,84.627071791590396,92.035883343582142,90.504595396258537,86.756612822895065,90.504595396258537,93.893124858694136,89.737984510190486,90.504595396258537,90.504595396258537,91.508803777911425,90.504595396258537,90.504595396258537,88.142359909615891,91.508803777911425,86.057899457296429,0]
[null,2047,92.673563445057042,94.409593040053977,84.627071791590396,92.035883343582142,90.504595396258537,86.756612822895065,90.504595396258537,93.893124858694136,89.737984510190486,90.504595396258537,90.504595396258537,91.508803777911425,90.504595396258537,90.504595396258537,88.142359909615891,91.508803777911425,86.057899457296429,0]
[null,2048,92.673563445057042,94.409593040053977,84.627071791590396,92.035883343582142,90.504595396258537,86.756612822895065,90.504595396258537,93.893124858694136,89.737984510190486,90.504595396258537,90.504595396258537,91.508803777911425,90.504595396258537,90.504595396258537,88.142359909615891,91.508803777911425,86.057899457296429,0]
[null,2049,92.673563445057042,94.409593040053977,84.627071791590396,92.035883343582142,90.504595396258537,86.756612822895065,90.504595396258537,93.893124858694136,89.737984510190486,90.504595396258537,90.504595396258537,91.508803777911425,90.504595396258537,90.504595396258537,88.142359909615891,91.508803777911425,86.057899457296429,0]
[null,2050,92.673563445057042,94.409593040053977,84.627071791590396,92.035883343582142,90.504595396258537,86.756612822895065,90.504595396258537,93.893124858694136,89.737984510190486,90.504595396258537,90.504595396258537,91.508803777911425,90.504595396258537,90.504595396258537,88.142359909615891,91.508803777911425,86.057899457296429,0]
[null,2051,92.673563445057042,94.409593040053977,84.627071791590396,92.035883343582142,90.504595396258537,86.756612822895065,90.504595396258537,93.893124858694136,89.737984510190486,90.504595396258537,90.504595396258537,91.508803777911425,90.504595396258537,90.504595396258537,88.142359909615891,91.508803777911425,86.057899457296429,0]
[null,2052,92.673563445057042,94.409593040053977,84.627071791590396,92.035883343582142,90.504595396258537,86.756612822895065,90.504595396258537,93.893124858694136,89.737984510190486,90.504595396258537,90.504595396258537,91.508803777911425,90.504595396258537,90.504595396258537,88.142359909615891,91.508803777911425,86.057899457296429,0]
[null,2053,92.673563445057042,94.409593040053977,84.627071791590396,92.035883343582142,90.504595396258537,86.756612822895065,90.504595396258537,93.893124858694136,89.737984510190486,90.504595396258537,90.504595396258537,91.508803777911425,90.504595396258537,90.504595396258537,88.142359909615891,91.508803777911425,86.057899457296429,0]
[null,2054,92.673563445057042,94.409593040053977,84.627071791590396,92.035883343582142,90.504595396258537,86.756612822895065,90.504595396258537,93.893124858694136,89.737984510190486,90.504595396258537,90.504595396258537,91.508803777911425,90.504595396258537,90.504595396258537,88.142359909615891,91.508803777911425,86.057899457296429,0]
[null,2055,92.673563445057042,94.409593040053977,84.627071791590396,92.035883343582142,90.504595396258537,86.756612822895065,90.504595396258537,93.893124858694136,89.737984510190486,90.504595396258537,90.504595396258537,91.508803777911425,90.504595396258537,90.504595396258537,88.142359909615891,91.508803777911425,86.057899457296429,0]
[null,2056,92.673563445057042,94.409593040053977,84.627071791590396,92.035883343582142,90.504595396258537,86.756612822895065,90.504595396258537,93.893124858694136,89.737984510190486,90.504595396258537,90.504595396258537,91.508803777911425,90.504595396258537,90.504595396258537,88.142359909615891,91.508803777911425,86.057899457296429,0]
[null,2057,92.673563445057042,94.409593040053977,84.627071791590396,92.035883343582142,90.504595396258537,86.756612822895065,90.504595396258537,93.893124858694136,89.737984510190486,90.504595396258537,90.504595396258537,91.508803777911425,90.504595396258537,90.504595396258537,88.142359909615891,91.508803777911425,86.057899457296429,0]
[null,2058,92.673563445057042,94.409593040053977,84.627071791590396,92.035883343582142,90.504595396258537,86.756612822895065,90.504595396258537,93.893124858694136,89.737984510190486,90.504595396258537,90.504595396258537,91.508803777911425,90.504595396258537,90.504595396258537,88.142359909615891,91.508803777911425,86.057899457296429,0]
[null,2059,92.673563445057042,94.409593040053977,84.627071791590396,92.035883343582142,90.504595396258537,86.756612822895065,90.504595396258537,93.893124858694136,89.737984510190486,90.504595396258537,90.504595396258537,91.508803777911425,90.504595396258537,90.504595396258537,88.142359909615891,91.508803777911425,86.057899457296429,0]
[null,2060,92.673563445057042,94.409593040053977,84.627071791590396,92.035883343582142,90.504595396258537,86.756612822895065,90.504595396258537,93.893124858694136,89.737984510190486,90.504595396258537,90.504595396258537,91.508803777911425,90.504595396258537,90.504595396258537,88.142359909615891,91.508803777911425,86.057899457296429,0]
[9,2014,56.217210919467306,60.273330291213796,51.182054451388154,53.403744230072576,54.692939206024406,51.200061914678685,54.692939206024406,56.388590492962081,53.00092221501901,54.692939206024406,54.692939206024406,56.999158419558647,54.692939206024406,54.692939206024406,51.959538076085742,56.999158419558647,47.948935986944704,0]
[null,2015,61.086299668789316,65.340031362845764,56.127265028826884,58.368569454891414,59.674258945473689,56.291389224490679,59.674258945473689,61.14733886521519,57.807641494340359,59.674258945473689,59.674258945473689,62.035381492051279,59.674258945473689,59.674258945473689,56.748126453972212,62.035381492051279,53.392496280544883,0]
[null,2016,64.372857337344769,68.228305763957238,59.707760018447807,61.957413902560248,63.079752170826801,59.956403078181317,63.079752170826801,64.242112024069314,61.777245347769956,63.079752170826801,63.079752170826801,65.655092191192892,63.079752170826801,63.079752170826801,60.087473936511735,65.655092191192892,57.641053284946963,0]
[null,2017,67.275223464917389,70.833599392052861,63.65795295923418,65.313920922408116,66.376786667439106,63.463037267698503,66.376786667439106,67.337010288506619,65.618480632355372,66.376786667439106,66.376786667439106,68.748592555782267,66.376786667439106,66.376786667439106,63.492383193244272,68.748592555782267,62.133460508975162,0]
[null,2018,70.936061857890053,73.594577179885832,66.408211931211838,68.592826829527127,69.384002567400046,66.317566800552001,69.384002567400046,70.640279469900435,68.968795294638909,69.384002567400046,69.384002567400046,70.766265937133397,69.384002567400046,69.384002567400046,66.810646580021739,70.766265937133397,65.623499760460732,0]
[null,2019,72.922323831591228,75.754127312164826,68.065956632636045,70.980727484040671,71.600194729575705,68.652940572169385,71.600194729575705,72.941039060072768,71.247371702643051,71.600194729575705,71.600194729575705,73.325057476241014,71.600194729575705,71.600194729575705,69.101680314688096,73.325057476241014,67.80409113996906,0]
[null,2020,74.702873198148353,77.511725508372621,70.049757065332841,72.84264601017037,73.450333441254315,70.546832361110376,73.450333441254315,74.770444331152987,73.132052434416877,73.450333441254315,73.450333441254315,75.100753677993382,73.450333441254315,73.450333441254315,71.063097841588117,75.100753677993382,69.750994572389089,0]
[null,2021,75.95522203709784,79.283650896222724,70.424771428866777,74.080739188785458,74.873957984611877,71.964981621365098,74.873957984611877,76.284555487797377,74.57689869474477,74.873957984611877,74.873957984611877,76.819255887994871,74.873957984611877,74.873957984611877,72.310382163744436,76.819255887994871,70.906775793513205,0]
[null,2022,77.77012390372704,80.940185491190903,71.425398818693267,75.438667818616352,76.288878151525168,73.361189423453737,76.288878151525168,77.868184104492542,75.863780584206751,76.288878151525168,76.288878151525168,78.126644334785439,76.288878151525168,76.288878151525168,73.750334845120662,78.126644334785439,72.36131537365516,0]
[null,2023,79.021510266320362,82.326998648402224,72.30417894293214,76.968062843136266,77.63544197784573,74.687281033723863,77.63544197784573,79.184720655096072,77.246395675551426,77.63544197784573,77.63544197784573,79.73353200945229,77.63544197784573,77.63544197784573,75.06500747701746,79.73353200945229,73.72502087804034,0]
[null,2024,81.143246210142877,84.772687279566952,74.364459665992925,79.331296847264042,79.78926643366222,76.809744867720596,79.78926643366222,81.517255153616915,78.725426576813433,79.78926643366222,79.78926643366222,81.753062819851621,79.78926643366222,79.78926643366222,76.971719464354024,81.753062819851621,75.587102266856746,0]
[null,2025,82.633832553175722,86.409569775280389,74.705845074730391,80.664228574677992,81.068668659373344,78.105552811528611,81.068668659373344,82.87299429389256,79.592465769874195,81.068668659373344,81.068668659373344,83.430206443428361,81.068668659373344,81.068668659373344,78.225114183946332,83.430206443428361,76.695102977461161,0]
[null,2026,82.484267247301176,87.05106581074628,74.828260452488749,81.332712074863977,81.627784789427309,78.819043900868692,81.627784789427309,83.530045460822322,80.301760258699048,81.627784789427309,81.627784789427309,84.120228022250075,81.627784789427309,81.627784789427309,78.823334744548006,84.120228022250075,77.265145511286789,0]
[null,2027,82.507467918629445,87.573043253223574,74.468096575322051,81.951165246317444,81.872735461472274,79.014847420884976,81.872735461472274,84.020969412523698,80.098252895804265,81.872735461472274,81.872735461472274,84.690007664262552,81.872735461472274,81.872735461472274,78.905197394700096,84.690007664262552,76.803484092527896,0]
[null,2028,82.594220382197861,87.807156098093202,74.35792901187915,82.111580151968255,82.125740509240686,79.824526125763043,82.125740509240686,84.12583270674601,80.2691079088072,82.125740509240686,82.125740509240686,85.284841748363874,82.125740509240686,82.125740509240686,78.895456615053078,85.284841748363874,77.047515779480889,0]
[null,2029,84.064667213637634,89.293768835951553,75.022875453587986,83.942220087448575,83.552084482191475,80.813362330390802,83.552084482191475,86.000064459068753,81.369016943310427,83.552084482191475,83.552084482191475,86.732969991919077,83.552084482191475,83.552084482191475,80.327200813969469,86.732969991919077,78.409467001729737,0]
[null,2030,84.579142518830437,90.436875919150054,75.673698474936202,84.794076464134335,84.424661142380799,82.059188005698047,84.424661142380799,87.044580154848802,82.143295689397149,84.424661142380799,84.424661142380799,87.880849821095055,84.424661142380799,84.424661142380799,80.92063632128,87.880849821095055,78.260810943808011,0]
[null,2031,84.579142518830437,90.436875919150054,75.673698474936202,84.794076464134335,84.424661142380799,82.059188005698047,84.424661142380799,87.044580154848802,82.143295689397149,84.424661142380799,84.424661142380799,87.880849821095055,84.424661142380799,84.424661142380799,80.92063632128,87.880849821095055,78.260810943808011,0]
[null,2032,84.579142518830437,90.436875919150054,75.673698474936202,84.794076464134335,84.424661142380799,82.059188005698047,84.424661142380799,87.044580154848802,82.143295689397149,84.424661142380799,84.424661142380799,87.880849821095055,84.424661142380799,84.424661142380799,80.92063632128,87.880849821095055,78.260810943808011,0]
[null,2033,84.579142518830437,90.436875919150054,75.673698474936202,84.794076464134335,84.424661142380799,82.059188005698047,84.424661142380799,87.044580154848802,82.143295689397149,84.424661142380799,84.424661142380799,87.880849821095055,84.424661142380799,84.424661142380799,80.92063632128,87.880849821095055,78.260810943808011,0]
[null,2034,84.579142518830437,90.436875919150054,75.673698474936202,84.794076464134335,84.424661142380799,82.059188005698047,84.424661142380799,87.044580154848802,82.143295689397149,84.424661142380799,84.424661142380799,87.880849821095055,84.424661142380799,84.424661142380799,80.92063632128,87.880849821095055,78.260810943808011,0]
[null,2035,84.579142518830437,90.436875919150054,75.673698474936202,84.794076464134335,84.424661142380799,82.059188005698047,84.424661142380799,87.044580154848802,82.143295689397149,84.424661142380799,84.424661142380799,87.880849821095055,84.424661142380799,84.424661142380799,80.92063632128,87.880849821095055,78.260810943808011,0]
[null,2036,84.579142518830437,90.436875919150054,75.673698474936202,84.794076464134335,84.424661142380799,82.059188005698047,84.424661142380799,87.044580154848802,82.143295689397149,84.424661142380799,84.424661142380799,87.880849821095055,84.424661142380799,84.424661142380799,80.92063632128,87.880849821095055,78.260810943808011,0]
[null,2037,84.579142518830437,90.436875919150054,75.673698474936202,84.794076464134335,84.424661142380799,82.059188005698047,84.424661142380799,87.044580154848802,82.143295689397149,84.424661142380799,84.424661142380799,87.880849821095055,84.424661142380799,84.424661142380799,80.92063632128,87.880849821095055,78.260810943808011,0]
[null,2038,84.579142518830437,90.436875919150054,75.673698474936202,84.794076464134335,84.424661142380799,82.059188005698047,84.424661142380799,87.044580154848802,82.143295689397149,84.424661142380799,84.424661142380799,87.880849821095055,84.424661142380799,84.424661142380799,80.92063632128,87.880849821095055,78.260810943808011,0]
[null,2039,84.579142518830437,90.436875919150054,75.673698474936202,84.794076464134335,84.424661142380799,82.059188005698047,84.424661142380799,87.044580154848802,82.143295689397149,84.424661142380799,84.424661142380799,87.880849821095055,84.424661142380799,84.424661142380799,80.92063632128,87.880849821095055,78.260810943808011,0]
[null,2040,84.579142518830437,90.436875919150054,75.673698474936202,84.794076464134335,84.424661142380799,82.059188005698047,84.424661142380799,87.044580154848802,82.143295689397149,84.424661142380799,84.424661142380799,87.880849821095055,84.424661142380799,84.424661142380799,80.92063632128,87.880849821095055,78.260810943808011,0]
[null,2041,84.579142518830437,90.436875919150054,75.673698474936202,84.794076464134335,84.424661142380799,82.059188005698047,84.424661142380799,87.044580154848802,82.143295689397149,84.424661142380799,84.424661142380799,87.880849821095055,84.424661142380799,84.424661142380799,80.92063632128,87.880849821095055,78.260810943808011,0]
[null,2042,84.579142518830437,90.436875919150054,75.673698474936202,84.794076464134335,84.424661142380799,82.059188005698047,84.424661142380799,87.044580154848802,82.143295689397149,84.424661142380799,84.424661142380799,87.880849821095055,84.424661142380799,84.424661142380799,80.92063632128,87.880849821095055,78.260810943808011,0]
[null,2043,84.579142518830437,90.436875919150054,75.673698474936202,84.794076464134335,84.424661142380799,82.059188005698047,84.424661142380799,87.044580154848802,82.143295689397149,84.424661142380799,84.424661142380799,87.880849821095055,84.424661142380799,84.424661142380799,80.92063632128,87.880849821095055,78.260810943808011,0]
[null,2044,84.579142518830437,90.436875919150054,75.673698474936202,84.794076464134335,84.424661142380799,82.059188005698047,84.424661142380799,87.044580154848802,82.143295689397149,84.424661142380799,84.424661142380799,87.880849821095055,84.424661142380799,84.424661142380799,80.92063632128,87.880849821095055,78.260810943808011,0]
[null,2045,84.579142518830437,90.436875919150054,75.673698474936202,84.794076464134335,84.424661142380799,82.059188005698047,84.424661142380799,87.044580154848802,82.143295689397149,84.424661142380799,84.424661142380799,87.880849821095055,84.424661142380799,84.424661142380799,80.92063632128,87.880849821095055,78.260810943808011,0]
[null,2046,84.579142518830437,90.436875919150054,75.673698474936202,84.794076464134335,84.424661142380799,82.059188005698047,84.424661142380799,87.044580154848802,82.143295689397149,84.424661142380799,84.424661142380799,87.880849821095055,84.424661142380799,84.424661142380799,80.92063632128,87.880849821095055,78.260810943808011,0]
[null,2047,84.579142518830437,90.436875919150054,75.673698474936202,84.794076464134335,84.424661142380799,82.059188005698047,84.424661142380799,87.044580154848802,82.143295689397149,84.424661142380799,84.424661142380799,87.880849821095055,84.424661142380799,84.424661142380799,80.92063632128,87.880849821095055,78.260810943808011,0]
[null,2048,84.579142518830437,90.436875919150054,75.673698474936202,84.794076464134335,84.424661142380799,82.059188005698047,84.424661142380799,87.044580154848802,82.143295689397149,84.424661142380799,84.424661142380799,87.880849821095055,84.424661142380799,84.424661142380799,80.92063632128,87.880849821095055,78.260810943808011,0]
[null,2049,84.579142518830437,90.436875919150054,75.673698474936202,84.794076464134335,84.424661142380799,82.059188005698047,84.424661142380799,87.044580154848802,82.143295689397149,84.424661142380799,84.424661142380799,87.880849821095055,84.424661142380799,84.424661142380799,80.92063632128,87.880849821095055,78.260810943808011,0]
[null,2050,84.579142518830437,90.436875919150054,75.673698474936202,84.794076464134335,84.424661142380799,82.059188005698047,84.424661142380799,87.044580154848802,82.143295689397149,84.424661142380799,84.424661142380799,87.880849821095055,84.424661142380799,84.424661142380799,80.92063632128,87.880849821095055,78.260810943808011,0]
[null,2051,84.579142518830437,90.436875919150054,75.673698474936202,84.794076464134335,84.424661142380799,82.059188005698047,84.424661142380799,87.044580154848802,82.143295689397149,84.424661142380799,84.424661142380799,87.880849821095055,84.424661142380799,84.424661142380799,80.92063632128,87.880849821095055,78.260810943808011,0]
[null,2052,84.579142518830437,90.436875919150054,75.673698474936202,84.794076464134335,84.424661142380799,82.059188005698047,84.424661142380799,87.044580154848802,82.143295689397149,84.424661142380799,84.424661142380799,87.880849821095055,84.424661142380799,84.424661142380799,80.92063632128,87.880849821095055,78.260810943808011,0]
[null,2053,84.579142518830437,90.436875919150054,75.673698474936202,84.794076464134335,84.424661142380799,82.059188005698047,84.424661142380799,87.044580154848802,82.143295689397149,84.424661142380799,84.424661142380799,87.880849821095055,84.424661142380799,84.424661142380799,80.92063632128,87.880849821095055,78.260810943808011,0]
[null,2054,84.579142518830437,90.436875919150054,75.673698474936202,84.794076464134335,84.424661142380799,82.059188005698047,84.424661142380799,87.044580154848802,82.143295689397149,84.424661142380799,84.424661142380799,87.880849821095055,84.424661142380799,84.424661142380799,80.92063632128,87.880849821095055,78.260810943808011,0]
[null,2055,84.579142518830437,90.436875919150054,75.673698474936202,84.794076464134335,84.424661142380799,82.059188005698047,84.424661142380799,87.044580154848802,82.143295689397149,84.424661142380799,84.424661142380799,87.880849821095055,84.424661142380799,84.424661142380799,80.92063632128,87.880849821095055,78.260810943808011,0]
[null,2056,84.579142518830437,90.436875919150054,75.673698474936202,84.794076464134335,84.424661142380799,82.059188005698047,84.424661142380799,87.044580154848802,82.143295689397149,84.424661142380799,84.424661142380799,87.880849821095055,84.424661142380799,84.424661142380799,80.92063632128,87.880849821095055,78.260810943808011,0]
[null,2057,84.579142518830437,90.436875919150054,75.673698474936202,84.794076464134335,84.424661142380799,82.059188005698047,84.424661142380799,87.044580154848802,82.143295689397149,84.424661142380799,84.424661142380799,87.880849821095055,84.424661142380799,84.424661142380799,80.92063632128,87.880849821095055,78.260810943808011,0]
[null,2058,84.579142518830437,90.436875919150054,75.673698474936202,84.794076464134335,84.424661142380799,82.059188005698047,84.424661142380799,87.044580154848802,82.143295689397149,84.424661142380799,84.424661142380799,87.880849821095055,84.424661142380799,84.424661142380799,80.92063632128,87.880849821095055,78.260810943808011,0]
[null,2059,84.579142518830437,90.436875919150054,75.673698474936202,84.794076464134335,84.424661142380799,82.059188005698047,84.424661142380799,87.044580154848802,82.143295689397149,84.424661142380799,84.424661142380799,87.880849821095055,84.424661142380799,84.424661142380799,80.92063632128,87.880849821095055,78.260810943808011,0]
[null,2060,84.579142518830437,90.436875919150054,75.673698474936202,84.794076464134335,84.424661142380799,82.059188005698047,84.424661142380799,87.044580154848802,82.143295689397149,84.424661142380799,84.424661142380799,87.880849821095055,84.424661142380799,84.424661142380799,80.92063632128,87.880849821095055,78.260810943808011,0]
[10,2014,54.40414619384832,58.966112874975408,53.699794144750484,53.910925953267693,55.044659710719316,52.497786472499932,55.044659710719316,55.96967003366936,52.608747017659923,55.044659710719316,55.044659710719316,58.349024841021794,55.044659710719316,55.044659710719316,52.099057926158522,58.349024841021794,50.910897765235816,0]
[null,2015,58.889551103449932,63.463977687418861,58.485870339744977,58.672333117728343,59.700902022304234,56.946150428068336,59.700902022304234,60.289771514008073,57.540371647481656,59.700902022304234,59.700902022304234,63.354188314163984,59.700902022304234,59.700902022304234,56.575109748304016,63.354188314163984,56.063589805038752,0]
[null,2016,62.134226133685203,66.580149098036145,62.166129549072565,62.620196123635701,63.3712860560804,60.849662027894446,63.3712860560804,63.727168524226215,61.871470008047375,63.3712860560804,63.3712860560804,67.196983614944187,63.3712860560804,63.3712860560804,60.384948754491205,67.196983614944187,60.272933744730757,0]
[null,2017,65.069215367634513,69.554736032756722,66.423849239941759,66.090186877396164,66.878893020797818,64.28496645592756,66.878893020797818,66.93370879223572,65.627130337152408,66.878893020797818,66.878893020797818,70.574698410292058,66.878893020797818,66.878893020797818,64.312942844880453,70.574698410292058,65.117942037991142,0]
[null,2018,67.887362783550472,71.696201446852569,68.478113487680787,68.185711267585731,69.12006699685935,66.450596758999851,69.12006699685935,69.145984226589093,68.69541757970967,69.12006699685935,69.12006699685935,72.279705141805763,69.12006699685935,69.12006699685935,66.766084994898449,72.279705141805763,67.966849820715368,0]
[null,2019,69.370340286775956,72.987874918535908,70.349570739679052,70.155224300182894,70.90277877797169,68.565272672736441,70.90277877797169,70.874826573016037,70.760784450716002,70.90277877797169,70.90277877797169,74.03403794460867,70.90277877797169,70.90277877797169,68.854924284569577,74.03403794460867,69.911935018515678,0]
[null,2020,70.215161433104683,73.80638511017986,72.342625601527374,71.454473463452004,72.235590284454673,70.150599437158235,72.235590284454673,72.095120877281289,72.109620222794319,72.235590284454673,72.235590284454673,75.337446850227536,72.235590284454673,72.235590284454673,70.456925321402863,75.337446850227536,71.986762065229684,0]
[null,2021,71.680310660376705,75.812274397056328,73.322617325318348,73.293560711189713,73.962515634316802,72.010373671084665,73.962515634316802,73.784386881915026,73.439296612182943,73.962515634316802,73.962515634316802,77.53482008430386,73.962515634316802,73.962515634316802,71.979639907511384,77.53482008430386,73.41886893194706,0]
[null,2022,73.188819488212303,77.429109193034847,74.325104361726162,75.025417937574744,75.481689693788084,73.480402769152036,75.481689693788084,75.382963302100393,74.967774691488174,75.481689693788084,75.481689693788084,79.219709122330329,75.481689693788084,75.481689693788084,73.453137069203635,79.219709122330329,75.105963713026185,0]
[null,2023,74.803264500590814,79.641026584393629,75.286577454220534,77.264578222392615,77.442353865411036,75.791783843530965,77.442353865411036,77.318353771665272,76.786366730326606,77.442353865411036,77.442353865411036,81.634461092859112,77.442353865411036,77.442353865411036,75.006595337876675,81.634461092859112,76.697046686973337,0]
[null,2024,76.904155277739306,81.568609176055602,76.994786095229074,78.127020207575413,78.914844753265413,76.965462491848157,78.914844753265413,79.095326404460337,78.48611325910494,78.914844753265413,78.914844753265413,82.56369013346054,78.914844753265413,78.914844753265413,76.58427152853713,82.56369013346054,78.00043561913823,0]
[null,2025,77.501046457012976,82.967949265137548,77.447902869820922,79.173494019953779,79.911827640181926,77.967359206970926,79.911827640181926,80.191723278751397,78.730422815319059,79.911827640181926,79.911827640181926,83.868754125818967,79.911827640181926,79.911827640181926,77.495852205608514,83.868754125818967,79.209136255566904,0]
[null,2026,77.784873951944277,83.274127284234382,77.786636262741141,79.658057084592656,80.400897608542664,77.936662547100198,80.400897608542664,80.860680959034624,79.61813691393327,80.400897608542664,80.400897608542664,84.355994557986932,80.400897608542664,80.400897608542664,78.246369514096727,84.355994557986932,79.773909863934264,0]
[null,2027,78.165417190583909,84.252875078747905,77.518504613312018,80.755626251140455,81.083927958282118,79.126228367181199,81.083927958282118,81.713953933664939,79.786687275759391,81.083927958282118,81.083927958282118,85.593848991977239,81.083927958282118,81.083927958282118,78.57248444633818,85.593848991977239,79.439524907337429,0]
[null,2028,78.741079729285246,85.121670774799796,77.799964535291338,82.093770276683401,82.12361446603721,80.621979919118985,82.12361446603721,82.629507583229042,80.477431719711689,82.12361446603721,82.12361446603721,87.049792999102507,82.12361446603721,82.12361446603721,79.595362543778336,87.049792999102507,80.833481425613755,0]
[null,2029,80.213095760950864,86.460691977611788,77.960083147025159,82.390957176575682,82.79273820437912,80.506228958184309,82.79273820437912,83.905188536548366,81.459546572151652,82.79273820437912,82.79273820437912,86.952475325952335,82.79273820437912,82.79273820437912,80.561794419476271,86.952475325952335,81.174392749255162,0]
[null,2030,80.421758823979189,87.031191294107543,78.621669227722833,83.097536886589694,83.321268913051739,81.324082577127143,83.321268913051739,84.446535823616415,81.861559875075656,83.321268913051739,83.321268913051739,87.775733020807252,83.321268913051739,83.321268913051739,80.792302666728091,87.775733020807252,80.737750180941887,0]
[null,2031,80.421758823979189,87.031191294107543,78.621669227722833,83.097536886589694,83.321268913051739,81.324082577127143,83.321268913051739,84.446535823616415,81.861559875075656,83.321268913051739,83.321268913051739,87.775733020807252,83.321268913051739,83.321268913051739,80.792302666728091,87.775733020807252,80.737750180941887,0]
[null,2032,80.421758823979189,87.031191294107543,78.621669227722833,83.097536886589694,83.321268913051739,81.324082577127143,83.321268913051739,84.446535823616415,81.861559875075656,83.321268913051739,83.321268913051739,87.775733020807252,83.321268913051739,83.321268913051739,80.792302666728091,87.775733020807252,80.737750180941887,0]
[null,2033,80.421758823979189,87.031191294107543,78.621669227722833,83.097536886589694,83.321268913051739,81.324082577127143,83.321268913051739,84.446535823616415,81.861559875075656,83.321268913051739,83.321268913051739,87.775733020807252,83.321268913051739,83.321268913051739,80.792302666728091,87.775733020807252,80.737750180941887,0]
[null,2034,80.421758823979189,87.031191294107543,78.621669227722833,83.097536886589694,83.321268913051739,81.324082577127143,83.321268913051739,84.446535823616415,81.861559875075656,83.321268913051739,83.321268913051739,87.775733020807252,83.321268913051739,83.321268913051739,80.792302666728091,87.775733020807252,80.737750180941887,0]
[null,2035,80.421758823979189,87.031191294107543,78.621669227722833,83.097536886589694,83.321268913051739,81.324082577127143,83.321268913051739,84.446535823616415,81.861559875075656,83.321268913051739,83.321268913051739,87.775733020807252,83.321268913051739,83.321268913051739,80.792302666728091,87.775733020807252,80.737750180941887,0]
[null,2036,80.421758823979189,87.031191294107543,78.621669227722833,83.097536886589694,83.321268913051739,81.324082577127143,83.321268913051739,84.446535823616415,81.861559875075656,83.321268913051739,83.321268913051739,87.775733020807252,83.321268913051739,83.321268913051739,80.792302666728091,87.775733020807252,80.737750180941887,0]
[null,2037,80.421758823979189,87.031191294107543,78.621669227722833,83.097536886589694,83.321268913051739,81.324082577127143,83.321268913051739,84.446535823616415,81.861559875075656,83.321268913051739,83.321268913051739,87.775733020807252,83.321268913051739,83.321268913051739,80.792302666728091,87.775733020807252,80.737750180941887,0]
[null,2038,80.421758823979189,87.031191294107543,78.621669227722833,83.097536886589694,83.321268913051739,81.324082577127143,83.321268913051739,84.446535823616415,81.861559875075656,83.321268913051739,83.321268913051739,87.775733020807252,83.321268913051739,83.321268913051739,80.792302666728091,87.775733020807252,80.737750180941887,0]
[null,2039,80.421758823979189,87.031191294107543,78.621669227722833,83.097536886589694,83.321268913051739,81.324082577127143,83.321268913051739,84.446535823616415,81.861559875075656,83.321268913051739,83.321268913051739,87.775733020807252,83.321268913051739,83.321268913051739,80.792302666728091,87.775733020807252,80.737750180941887,0]
[null,2040,80.421758823979189,87.031191294107543,78.621669227722833,83.097536886589694,83.321268913051739,81.324082577127143,83.321268913051739,84.446535823616415,81.861559875075656,83.321268913051739,83.321268913051739,87.775733020807252,83.321268913051739,83.321268913051739,80.792302666728091,87.775733020807252,80.737750180941887,0]
[null,2041,80.421758823979189,87.031191294107543,78.621669227722833,83.097536886589694,83.321268913051739,81.324082577127143,83.321268913051739,84.446535823616415,81.861559875075656,83.321268913051739,83.321268913051739,87.775733020807252,83.321268913051739,83.321268913051739,80.792302666728091,87.775733020807252,80.737750180941887,0]
[null,2042,80.421758823979189,87.031191294107543,78.621669227722833,83.097536886589694,83.321268913051739,81.324082577127143,83.321268913051739,84.446535823616415,81.861559875075656,83.321268913051739,83.321268913051739,87.775733020807252,83.321268913051739,83.321268913051739,80.792302666728091,87.775733020807252,80.737750180941887,0]
[null,2043,80.421758823979189,87.031191294107543,78.621669227722833,83.097536886589694,83.321268913051739,81.324082577127143,83.321268913051739,84.446535823616415,81.861559875075656,83.321268913051739,83.321268913051739,87.775733020807252,83.321268913051739,83.321268913051739,80.792302666728091,87.775733020807252,80.737750180941887,0]
[null,2044,80.421758823979189,87.031191294107543,78.621669227722833,83.097536886589694,83.321268913051739,81.324082577127143,83.321268913051739,84.446535823616415,81.861559875075656,83.321268913051739,83.321268913051739,87.775733020807252,83.321268913051739,83.321268913051739,80.792302666728091,87.775733020807252,80.737750180941887,0]
[null,2045,80.421758823979189,87.031191294107543,78.621669227722833,83.097536886589694,83.321268913051739,81.324082577127143,83.321268913051739,84.446535823616415,81.861559875075656,83.321268913051739,83.321268913051739,87.775733020807252,83.321268913051739,83.321268913051739,80.792302666728091,87.775733020807252,80.737750180941887,0]
[null,2046,80.421758823979189,87.031191294107543,78.621669227722833,83.097536886589694,83.321268913051739,81.324082577127143,83.321268913051739,84.446535823616415,81.861559875075656,83.321268913051739,83.321268913051739,87.775733020807252,83.321268913051739,83.321268913051739,80.792302666728091,87.775733020807252,80.737750180941887,0]
[null,2047,80.421758823979189,87.031191294107543,78.621669227722833,83.097536886589694,83.321268913051739,81.324082577127143,83.321268913051739,84.446535823616415,81.861559875075656,83.321268913051739,83.321268913051739,87.775733020807252,83.321268913051739,83.321268913051739,80.792302666728091,87.775733020807252,80.737750180941887,0]
[null,2048,80.421758823979189,87.031191294107543,78.621669227722833,83.097536886589694,83.321268913051739,81.324082577127143,83.321268913051739,84.446535823616415,81.861559875075656,83.321268913051739,83.321268913051739,87.775733020807252,83.321268913051739,83.321268913051739,80.792302666728091,87.775733020807252,80.737750180941887,0]
[null,2049,80.421758823979189,87.031191294107543,78.621669227722833,83.097536886589694,83.321268913051739,81.324082577127143,83.321268913051739,84.446535823616415,81.861559875075656,83.321268913051739,83.321268913051739,87.775733020807252,83.321268913051739,83.321268913051739,80.792302666728091,87.775733020807252,80.737750180941887,0]
[null,2050,80.421758823979189,87.031191294107543,78.621669227722833,83.097536886589694,83.321268913051739,81.324082577127143,83.321268913051739,84.446535823616415,81.861559875075656,83.321268913051739,83.321268913051739,87.775733020807252,83.321268913051739,83.321268913051739,80.792302666728091,87.775733020807252,80.737750180941887,0]
[null,2051,80.421758823979189,87.031191294107543,78.621669227722833,83.097536886589694,83.321268913051739,81.324082577127143,83.321268913051739,84.446535823616415,81.861559875075656,83.321268913051739,83.321268913051739,87.775733020807252,83.321268913051739,83.321268913051739,80.792302666728091,87.775733020807252,80.737750180941887,0]
[null,2052,80.421758823979189,87.031191294107543,78.621669227722833,83.097536886589694,83.321268913051739,81.324082577127143,83.321268913051739,84.446535823616415,81.861559875075656,83.321268913051739,83.321268913051739,87.775733020807252,83.321268913051739,83.321268913051739,80.792302666728091,87.775733020807252,80.737750180941887,0]
[null,2053,80.421758823979189,87.031191294107543,78.621669227722833,83.097536886589694,83.321268913051739,81.324082577127143,83.321268913051739,84.446535823616415,81.861559875075656,83.321268913051739,83.321268913051739,87.775733020807252,83.321268913051739,83.321268913051739,80.792302666728091,87.775733020807252,80.737750180941887,0]
[null,2054,80.421758823979189,87.031191294107543,78.621669227722833,83.097536886589694,83.321268913051739,81.324082577127143,83.321268913051739,84.446535823616415,81.861559875075656,83.321268913051739,83.321268913051739,87.775733020807252,83.321268913051739,83.321268913051739,80.792302666728091,87.775733020807252,80.737750180941887,0]
[null,2055,80.421758823979189,87.031191294107543,78.621669227722833,83.097536886589694,83.321268913051739,81.324082577127143,83.321268913051739,84.446535823616415,81.861559875075656,83.321268913051739,83.321268913051739,87.775733020807252,83.321268913051739,83.321268913051739,80.792302666728091,87.775733020807252,80.737750180941887,0]
[null,2056,80.421758823979189,87.031191294107543,78.621669227722833,83.097536886589694,83.321268913051739,81.324082577127143,83.321268913051739,84.446535823616415,81.861559875075656,83.321268913051739,83.321268913051739,87.775733020807252,83.321268913051739,83.321268913051739,80.792302666728091,87.775733020807252,80.737750180941887,0]
[null,2057,80.421758823979189,87.031191294107543,78.621669227722833,83.097536886589694,83.321268913051739,81.324082577127143,83.321268913051739,84.446535823616415,81.861559875075656,83.321268913051739,83.321268913051739,87.775733020807252,83.321268913051739,83.321268913051739,80.792302666728091,87.775733020807252,80.737750180941887,0]
[null,2058,80.421758823979189,87.031191294107543,78.621669227722833,83.097536886589694,83.321268913051739,81.324082577127143,83.321268913051739,84.446535823616415,81.861559875075656,83.321268913051739,83.321268913051739,87.775733020807252,83.321268913051739,83.321268913051739,80.792302666728091,87.775733020807252,80.737750180941887,0]
[null,2059,80.421758823979189,87.031191294107543,78.621669227722833,83.097536886589694,83.321268913051739,81.324082577127143,83.321268913051739,84.446535823616415,81.861559875075656,83.321268913051739,83.321268913051739,87.775733020807252,83.321268913051739,83.321268913051739,80.792302666728091,87.775733020807252,80.737750180941887,0]
[null,2060,80.421758823979189,87.031191294107543,78.621669227722833,83.097536886589694,83.321268913051739,81.324082577127143,83.321268913051739,84.446535823616415,81.861559875075656,83.321268913051739,83.321268913051739,87.775733020807252,83.321268913051739,83.321268913051739,80.792302666728091,87.775733020807252,80.737750180941887,0]
[11,2014,53.958015089868162,60.016657456073091,54.722515485494988,56.094169417922522,56.330568514572775,54.235383211142853,56.330568514572775,57.137790243356285,52.642643977830765,56.330568514572775,56.330568514572775,60.559421964720741,56.330568514572775,56.330568514572775,53.657938189728647,60.559421964720741,52.110664002182276,0]
[null,2015,58.557588946139425,64.788425141533338,59.103316593157231,61.079245379635772,61.171248297332554,58.851256390902094,61.171248297332554,61.791411327753977,57.933853551338956,61.171248297332554,61.171248297332554,65.9036979925325,61.171248297332554,61.171248297332554,58.294032865263674,65.9036979925325,57.296270848200031,0]
[null,2016,62.010500672228957,68.333094590525633,62.986704833835937,65.599822894113387,65.346812663339051,63.553630084217474,65.346812663339051,65.425885546783775,62.605340264789042,65.346812663339051,65.346812663339051,70.462943309266379,65.346812663339051,65.346812663339051,62.78729702481089,70.462943309266379,62.460807430664232,0]
[null,2017,64.813967985139527,71.355505460298531,66.955058245898826,69.042331124624056,68.788417238285291,66.899637064433648,68.788417238285291,68.492962243647824,66.68671016467998,68.788417238285291,68.788417238285291,73.84105219438139,68.788417238285291,68.788417238285291,66.38868278387632,73.84105219438139,66.936956936589183,0]
[null,2018,66.687783671078776,72.755233709184154,68.665261526870097,70.470359668645003,70.404462049928597,68.795318353347838,70.404462049928597,70.169126538710174,68.726865529179122,70.404462049928597,70.404462049928597,75.123072289460353,70.404462049928597,70.404462049928597,68.249996397832078,75.123072289460353,69.15031561974196,0]
[null,2019,68.02769207078245,74.129056393389533,70.186807334319539,72.757588115709282,72.20511994449501,71.093514104708575,72.20511994449501,71.705886111847775,70.402206233709251,72.20511994449501,72.20511994449501,77.623721292757907,72.20511994449501,72.20511994449501,70.198832346491514,77.623721292757907,71.259883276001162,0]
[null,2020,69.54123424389563,75.314410945684187,72.524701869085447,74.421175286706244,73.997264211744181,72.829789952270701,73.997264211744181,73.425611894631658,72.482932485750013,73.997264211744181,73.997264211744181,79.314228484187467,73.997264211744181,73.997264211744181,72.238419825444041,79.314228484187467,73.720187205371019,0]
[null,2021,71.431446840031668,78.008161972068649,74.257141767374193,77.680992044152717,76.716015083584296,76.324966403666338,76.716015083584296,76.022270279021512,74.398827352458596,76.716015083584296,76.716015083584296,83.072801093541401,76.716015083584296,76.716015083584296,74.693284480456555,83.072801093541401,76.118358363579361,0]
[null,2022,73.036972919508131,79.967803532267254,75.028669734519084,79.751135067006999,78.437047509276965,77.979531394544523,78.437047509276965,78.050173596011064,75.932298827162825,78.437047509276965,78.437047509276965,84.720506460138779,78.437047509276965,78.437047509276965,76.380799833560431,84.720506460138779,77.787000318248246,0]
[null,2023,75.032514966677425,82.764054847140073,76.202099813866297,82.161827713779942,80.723006593762932,80.24980638748022,80.723006593762932,80.454721830893661,77.866930668992424,80.723006593762932,80.723006593762932,87.600664857610369,80.723006593762932,80.723006593762932,78.346807614437409,87.600664857610369,79.563162596564609,0]
[null,2024,75.860765410783998,83.770698243380139,77.216598946690198,81.741549355215199,81.104516381011251,79.774811385700119,81.104516381011251,80.930600458628476,78.662340730926246,81.104516381011251,81.104516381011251,87.245700080267298,81.104516381011251,81.104516381011251,78.864604513466759,87.245700080267298,80.096791379498157,0]
[null,2025,77.061672061936378,85.455145577653667,77.679249835902255,83.155519454742645,82.388731439751083,80.96223510044976,82.388731439751083,82.422084917093457,79.555263699004485,82.388731439751083,82.388731439751083,88.912013477429667,82.388731439751083,82.388731439751083,80.032807262809897,88.912013477429667,80.968162474424801,0]
[null,2026,77.857894916701269,86.18228489899704,78.592778518993171,84.508472753019873,83.57809642661303,82.37308842268169,83.57809642661303,83.721256182281962,80.727013516202987,83.57809642661303,83.57809642661303,90.38662210485252,83.57809642661303,83.57809642661303,81.678048368840592,90.38662210485252,82.465877917246956,0]
[null,2027,78.593707032051384,87.882689809666715,79.035091660448273,86.307213850046139,84.926894791208582,83.881969001841853,84.926894791208582,85.218577986094715,81.723436365579346,84.926894791208582,84.926894791208582,92.097292137338826,84.926894791208582,84.926894791208582,83.050901576200445,92.097292137338826,82.735497828952134,0]
[null,2028,79.812406542581641,89.300599125609722,79.327179815941363,88.133017695887972,86.355844539033029,85.33738457544905,86.355844539033029,86.797129249729508,82.832695351260952,86.355844539033029,86.355844539033029,94.312970519832561,86.355844539033029,86.355844539033029,84.281355040924282,94.312970519832561,83.613299967998898,0]
[null,2029,79.677752282707146,88.881924310514066,78.682143984753893,87.14608396327381,85.692353558719688,84.38623599941738,85.692353558719688,86.491521378459154,82.540244016443623,85.692353558719688,85.692353558719688,92.847564546336116,85.692353558719688,85.692353558719688,84.08193167811217,92.847564546336116,83.170179350463755,0]
[null,2030,80.2071809653971,89.733426600150906,79.481832313004702,87.862760615625461,86.428043387265447,85.213546622464378,86.428043387265447,87.340060916633405,83.150308938766699,86.428043387265447,86.428043387265447,93.557726775391032,86.428043387265447,86.428043387265447,84.964570786552358,93.557726775391032,83.19752603808297,0]
[null,2031,80.2071809653971,89.733426600150906,79.481832313004702,87.862760615625461,86.428043387265447,85.213546622464378,86.428043387265447,87.340060916633405,83.150308938766699,86.428043387265447,86.428043387265447,93.557726775391032,86.428043387265447,86.428043387265447,84.964570786552358,93.557726775391032,83.19752603808297,0]
[null,2032,80.2071809653971,89.733426600150906,79.481832313004702,87.862760615625461,86.428043387265447,85.213546622464378,86.428043387265447,87.340060916633405,83.150308938766699,86.428043387265447,86.428043387265447,93.557726775391032,86.428043387265447,86.428043387265447,84.964570786552358,93.557726775391032,83.19752603808297,0]
[null,2033,80.2071809653971,89.733426600150906,79.481832313004702,87.862760615625461,86.428043387265447,85.213546622464378,86.428043387265447,87.340060916633405,83.150308938766699,86.428043387265447,86.428043387265447,93.557726775391032,86.428043387265447,86.428043387265447,84.964570786552358,93.557726775391032,83.19752603808297,0]
[null,2034,80.2071809653971,89.733426600150906,79.481832313004702,87.862760615625461,86.428043387265447,85.213546622464378,86.428043387265447,87.340060916633405,83.150308938766699,86.428043387265447,86.428043387265447,93.557726775391032,86.428043387265447,86.428043387265447,84.964570786552358,93.557726775391032,83.19752603808297,0]
[null,2035,80.2071809653971,89.733426600150906,79.481832313004702,87.862760615625461,86.428043387265447,85.213546622464378,86.428043387265447,87.340060916633405,83.150308938766699,86.428043387265447,86.428043387265447,93.557726775391032,86.428043387265447,86.428043387265447,84.964570786552358,93.557726775391032,83.19752603808297,0]
[null,2036,80.2071809653971,89.733426600150906,79.481832313004702,87.862760615625461,86.428043387265447,85.213546622464378,86.428043387265447,87.340060916633405,83.150308938766699,86.428043387265447,86.428043387265447,93.557726775391032,86.428043387265447,86.428043387265447,84.964570786552358,93.557726775391032,83.19752603808297,0]
[null,2037,80.2071809653971,89.733426600150906,79.481832313004702,87.862760615625461,86.428043387265447,85.213546622464378,86.428043387265447,87.340060916633405,83.150308938766699,86.428043387265447,86.428043387265447,93.557726775391032,86.428043387265447,86.428043387265447,84.964570786552358,93.557726775391032,83.19752603808297,0]
[null,2038,80.2071809653971,89.733426600150906,79.481832313004702,87.862760615625461,86.428043387265447,85.213546622464378,86.428043387265447,87.340060916633405,83.150308938766699,86.428043387265447,86.428043387265447,93.557726775391032,86.428043387265447,86.428043387265447,84.964570786552358,93.557726775391032,83.19752603808297,0]
[null,2039,80.2071809653971,89.733426600150906,79.481832313004702,87.862760615625461,86.428043387265447,85.213546622464378,86.428043387265447,87.340060916633405,83.150308938766699,86.428043387265447,86.428043387265447,93.557726775391032,86.428043387265447,86.428043387265447,84.964570786552358,93.557726775391032,83.19752603808297,0]
[null,2040,80.2071809653971,89.733426600150906,79.481832313004702,87.862760615625461,86.428043387265447,85.213546622464378,86.428043387265447,87.340060916633405,83.150308938766699,86.428043387265447,86.428043387265447,93.557726775391032,86.428043387265447,86.428043387265447,84.964570786552358,93.557726775391032,83.19752603808297,0]
[null,2041,80.2071809653971,89.733426600150906,79.481832313004702,87.862760615625461,86.428043387265447,85.213546622464378,86.428043387265447,87.340060916633405,83.150308938766699,86.428043387265447,86.428043387265447,93.557726775391032,86.428043387265447,86.428043387265447,84.964570786552358,93.557726775391032,83.19752603808297,0]
[null,2042,80.2071809653971,89.733426600150906,79.481832313004702,87.862760615625461,86.428043387265447,85.213546622464378,86.428043387265447,87.340060916633405,83.150308938766699,86.428043387265447,86.428043387265447,93.557726775391032,86.428043387265447,86.428043387265447,84.964570786552358,93.557726775391032,83.19752603808297,0]
[null,2043,80.2071809653971,89.733426600150906,79.481832313004702,87.862760615625461,86.428043387265447,85.213546622464378,86.428043387265447,87.340060916633405,83.150308938766699,86.428043387265447,86.428043387265447,93.557726775391032,86.428043387265447,86.428043387265447,84.964570786552358,93.557726775391032,83.19752603808297,0]
[null,2044,80.2071809653971,89.733426600150906,79.481832313004702,87.862760615625461,86.428043387265447,85.213546622464378,86.428043387265447,87.340060916633405,83.150308938766699,86.428043387265447,86.428043387265447,93.557726775391032,86.428043387265447,86.428043387265447,84.964570786552358,93.557726775391032,83.19752603808297,0]
[null,2045,80.2071809653971,89.733426600150906,79.481832313004702,87.862760615625461,86.428043387265447,85.213546622464378,86.428043387265447,87.340060916633405,83.150308938766699,86.428043387265447,86.428043387265447,93.557726775391032,86.428043387265447,86.428043387265447,84.964570786552358,93.557726775391032,83.19752603808297,0]
[null,2046,80.2071809653971,89.733426600150906,79.481832313004702,87.862760615625461,86.428043387265447,85.213546622464378,86.428043387265447,87.340060916633405,83.150308938766699,86.428043387265447,86.428043387265447,93.557726775391032,86.428043387265447,86.428043387265447,84.964570786552358,93.557726775391032,83.19752603808297,0]
[null,2047,80.2071809653971,89.733426600150906,79.481832313004702,87.862760615625461,86.428043387265447,85.213546622464378,86.428043387265447,87.340060916633405,83.150308938766699,86.428043387265447,86.428043387265447,93.557726775391032,86.428043387265447,86.428043387265447,84.964570786552358,93.557726775391032,83.19752603808297,0]
[null,2048,80.2071809653971,89.733426600150906,79.481832313004702,87.862760615625461,86.428043387265447,85.213546622464378,86.428043387265447,87.340060916633405,83.150308938766699,86.428043387265447,86.428043387265447,93.557726775391032,86.428043387265447,86.428043387265447,84.964570786552358,93.557726775391032,83.19752603808297,0]
[null,2049,80.2071809653971,89.733426600150906,79.481832313004702,87.862760615625461,86.428043387265447,85.213546622464378,86.428043387265447,87.340060916633405,83.150308938766699,86.428043387265447,86.428043387265447,93.557726775391032,86.428043387265447,86.428043387265447,84.964570786552358,93.557726775391032,83.19752603808297,0]
[null,2050,80.2071809653971,89.733426600150906,79.481832313004702,87.862760615625461,86.428043387265447,85.213546622464378,86.428043387265447,87.340060916633405,83.150308938766699,86.428043387265447,86.428043387265447,93.557726775391032,86.428043387265447,86.428043387265447,84.964570786552358,93.557726775391032,83.19752603808297,0]
[null,2051,80.2071809653971,89.733426600150906,79.481832313004702,87.862760615625461,86.428043387265447,85.213546622464378,86.428043387265447,87.340060916633405,83.150308938766699,86.428043387265447,86.428043387265447,93.557726775391032,86.428043387265447,86.428043387265447,84.964570786552358,93.557726775391032,83.19752603808297,0]
[null,2052,80.2071809653971,89.733426600150906,79.481832313004702,87.862760615625461,86.428043387265447,85.213546622464378,86.428043387265447,87.340060916633405,83.150308938766699,86.428043387265447,86.428043387265447,93.557726775391032,86.428043387265447,86.428043387265447,84.964570786552358,93.557726775391032,83.19752603808297,0]
[null,2053,80.2071809653971,89.733426600150906,79.481832313004702,87.862760615625461,86.428043387265447,85.213546622464378,86.428043387265447,87.340060916633405,83.150308938766699,86.428043387265447,86.428043387265447,93.557726775391032,86.428043387265447,86.428043387265447,84.964570786552358,93.557726775391032,83.19752603808297,0]
[null,2054,80.2071809653971,89.733426600150906,79.481832313004702,87.862760615625461,86.428043387265447,85.213546622464378,86.428043387265447,87.340060916633405,83.150308938766699,86.428043387265447,86.428043387265447,93.557726775391032,86.428043387265447,86.428043387265447,84.964570786552358,93.557726775391032,83.19752603808297,0]
[null,2055,80.2071809653971,89.733426600150906,79.481832313004702,87.862760615625461,86.428043387265447,85.213546622464378,86.428043387265447,87.340060916633405,83.150308938766699,86.428043387265447,86.428043387265447,93.557726775391032,86.428043387265447,86.428043387265447,84.964570786552358,93.557726775391032,83.19752603808297,0]
[null,2056,80.2071809653971,89.733426600150906,79.481832313004702,87.862760615625461,86.428043387265447,85.213546622464378,86.428043387265447,87.340060916633405,83.150308938766699,86.428043387265447,86.428043387265447,93.557726775391032,86.428043387265447,86.428043387265447,84.964570786552358,93.557726775391032,83.19752603808297,0]
[null,2057,80.2071809653971,89.733426600150906,79.481832313004702,87.862760615625461,86.428043387265447,85.213546622464378,86.428043387265447,87.340060916633405,83.150308938766699,86.428043387265447,86.428043387265447,93.557726775391032,86.428043387265447,86.428043387265447,84.964570786552358,93.557726775391032,83.19752603808297,0]
[null,2058,80.2071809653971,89.733426600150906,79.481832313004702,87.862760615625461,86.428043387265447,85.213546622464378,86.428043387265447,87.340060916633405,83.150308938766699,86.428043387265447,86.428043387265447,93.557726775391032,86.428043387265447,86.428043387265447,84.964570786552358,93.557726775391032,83.19752603808297,0]
[null,2059,80.2071809653971,89.733426600150906,79.481832313004702,87.862760615625461,86.428043387265447,85.213546622464378,86.428043387265447,87.340060916633405,83.150308938766699,86.428043387265447,86.428043387265447,93.557726775391032,86.428043387265447,86.428043387265447,84.964570786552358,93.557726775391032,83.19752603808297,0]
[null,2060,80.2071809653971,89.733426600150906,79.481832313004702,87.862760615625461,86.428043387265447,85.213546622464378,86.428043387265447,87.340060916633405,83.150308938766699,86.428043387265447,86.428043387265447,93.557726775391032,86.428043387265447,86.428043387265447,84.964570786552358,93.557726775391032,83.19752603808297,0]
[12,2014,55.688640584811068,60.787074860998437,54.953829709356285,54.52308472907373,56.269978164015441,52.720657323541985,56.269978164015441,57.7815665536002,53.778709763147674,56.269978164015441,56.269978164015441,58.857640702907254,56.269978164015441,56.269978164015441,54.41968427926146,58.857640702907254,50.898949775352115,0]
[null,2015,60.468190909385143,65.464965063212034,59.102794053219931,59.183545135673413,60.892368445685619,57.472646739179439,60.892368445685619,62.321346138273917,59.090700986099556,60.892368445685619,60.892368445685619,63.605044808349277,60.892368445685619,60.892368445685619,58.825250697951105,63.605044808349277,55.495654210685686,0]
[null,2016,63.798797606603529,68.721336872001515,62.960642888871618,62.866243993212663,64.462613953465734,60.874706071419276,64.462613953465734,65.606530956302478,63.627450864288832,64.462613953465734,64.462613953465734,67.058081334727945,64.462613953465734,64.462613953465734,62.808883871554734,67.058081334727945,59.631408240202575,0]
[null,2017,66.712893541909338,71.211938380886068,67.330401373435137,66.404495525458401,67.805494033350783,64.628927373247123,67.805494033350783,68.377745472718573,67.333113416293372,67.805494033350783,67.805494033350783,70.378440212490986,67.805494033350783,67.805494033350783,66.470494575081617,70.378440212490986,64.138678323547694,0]
[null,2018,68.6380609087865,72.965958861868472,69.932691758230831,68.862381946209098,70.177949280604963,67.054160246144178,70.177949280604963,70.700795093541828,70.262258127952151,70.177949280604963,70.177949280604963,72.866721733759363,70.177949280604963,70.177949280604963,69.377901793167439,72.866721733759363,67.245166278008966,0]
[null,2019,70.140297298079233,74.044268762406716,71.473448882350226,70.646260111526132,71.756463746136035,69.038392606118265,71.756463746136035,72.179201538563333,71.889710665693485,71.756463746136035,71.756463746136035,74.43084596909857,71.756463746136035,71.756463746136035,71.343311142240537,74.43084596909857,69.195751706874489,0]
[null,2020,71.959069467735276,75.809373443101705,73.01692839933375,72.536729880759211,73.485670199031205,70.542632374067466,73.485670199031205,74.0936317849917,73.863883103528693,73.485670199031205,73.485670199031205,76.039425172410276,73.485670199031205,73.485670199031205,73.132982919351207,76.039425172410276,70.903814186641043,0]
[null,2021,73.528462262407999,77.870589595997274,74.217468797260906,73.882198237527263,75.242154213231458,72.507816196369163,75.242154213231458,75.910131874278306,75.610442040013012,75.242154213231458,75.242154213231458,77.328354601919685,75.242154213231458,75.242154213231458,74.863422905869527,77.328354601919685,72.668872857539313,0]
[null,2022,74.94471574657409,79.328319140270935,75.196009674993448,75.391101026858536,76.526159906431928,73.768618999584845,76.526159906431928,77.335811434123258,76.88320657765793,76.526159906431928,76.526159906431928,78.493685769628257,76.526159906431928,76.526159906431928,76.3110384986079,78.493685769628257,73.852655311503099,0]
[null,2023,77.090117938583788,81.690039535838139,76.430962213146188,77.218204238986175,78.505598457119902,75.16548444106472,78.505598457119902,79.5035700875533,78.868345148531844,78.505598457119902,78.505598457119902,80.567051001997044,78.505598457119902,78.505598457119902,78.067448021929394,80.567051001997044,75.691363472559686,0]
[null,2024,78.195894547062565,83.965990424575295,78.514221993458719,78.925355905144883,80.355609788967897,77.096668346780817,80.355609788967897,81.303156323462204,79.871127472624167,80.355609788967897,80.355609788967897,82.698834387330876,80.355609788967897,80.355609788967897,80.137207610532244,82.698834387330876,77.486911275392202,0]
[null,2025,79.875575868945489,85.38312018468055,78.955351059319511,80.041308364958297,81.597915962441647,78.404651221979975,81.597915962441647,82.782757824298756,81.196834323041074,81.597915962441647,81.597915962441647,83.962344241214439,81.597915962441647,81.597915962441647,81.501626132178984,83.962344241214439,78.354580510243409,0]
[null,2026,80.378765578301113,86.296950034105976,79.089060563831552,80.504272755921193,82.170917778390049,78.394556865450369,82.170917778390049,83.677045167943277,82.06583336635903,82.170917778390049,82.170917778390049,84.131031753656941,82.170917778390049,82.170917778390049,82.316311366139274,84.131031753656941,78.992286714421198,0]
[null,2027,81.198214997875695,87.485255500619161,79.63925803670918,81.780180442273505,83.307378782266355,79.832669544804659,83.307378782266355,85.056172525211409,83.14948876515183,83.307378782266355,83.307378782266355,85.573378980225499,83.307378782266355,83.307378782266355,83.562727127390076,85.573378980225499,79.205850692303784,0]
[null,2028,81.720797494265881,88.106155083165788,79.621079708090065,82.466669159203477,83.813949558783847,79.922443489880976,83.813949558783847,85.730901529356998,83.505406117725542,83.813949558783847,83.813949558783847,86.298526641651236,83.813949558783847,83.813949558783847,84.100965391254931,86.298526641651236,79.718553672823319,0]
[null,2029,82.503248735426794,89.482190879954004,80.045673979407979,83.710673152143144,85.002818436382682,81.175771004822451,85.002818436382682,87.005828324359953,84.299043199844348,85.002818436382682,85.002818436382682,87.971368889016205,85.002818436382682,85.002818436382682,85.290008952728812,87.971368889016205,80.662769774722236,0]
[null,2030,83.266606862120327,90.133098336746514,80.861454708109832,84.57615139036696,85.781992508698622,81.944741733297974,85.781992508698622,88.013848211703078,85.372005213684119,85.781992508698622,85.781992508698622,88.732395607708327,85.781992508698622,85.781992508698622,86.457357541858926,88.732395607708327,80.718094193896206,0]
[null,2031,83.266606862120327,90.133098336746514,80.861454708109832,84.57615139036696,85.781992508698622,81.944741733297974,85.781992508698622,88.013848211703078,85.372005213684119,85.781992508698622,85.781992508698622,88.732395607708327,85.781992508698622,85.781992508698622,86.457357541858926,88.732395607708327,80.718094193896206,0]
[null,2032,83.266606862120327,90.133098336746514,80.861454708109832,84.57615139036696,85.781992508698622,81.944741733297974,85.781992508698622,88.013848211703078,85.372005213684119,85.781992508698622,85.781992508698622,88.732395607708327,85.781992508698622,85.781992508698622,86.457357541858926,88.732395607708327,80.718094193896206,0]
[null,2033,83.266606862120327,90.133098336746514,80.861454708109832,84.57615139036696,85.781992508698622,81.944741733297974,85.781992508698622,88.013848211703078,85.372005213684119,85.781992508698622,85.781992508698622,88.732395607708327,85.781992508698622,85.781992508698622,86.457357541858926,88.732395607708327,80.718094193896206,0]
[null,2034,83.266606862120327,90.133098336746514,80.861454708109832,84.57615139036696,85.781992508698622,81.944741733297974,85.781992508698622,88.013848211703078,85.372005213684119,85.781992508698622,85.781992508698622,88.732395607708327,85.781992508698622,85.781992508698622,86.457357541858926,88.732395607708327,80.718094193896206,0]
[null,2035,83.266606862120327,90.133098336746514,80.861454708109832,84.57615139036696,85.781992508698622,81.944741733297974,85.781992508698622,88.013848211703078,85.372005213684119,85.781992508698622,85.781992508698622,88.732395607708327,85.781992508698622,85.781992508698622,86.457357541858926,88.732395607708327,80.718094193896206,0]
[null,2036,83.266606862120327,90.133098336746514,80.861454708109832,84.57615139036696,85.781992508698622,81.944741733297974,85.781992508698622,88.013848211703078,85.372005213684119,85.781992508698622,85.781992508698622,88.732395607708327,85.781992508698622,85.781992508698622,86.457357541858926,88.732395607708327,80.718094193896206,0]
[null,2037,83.266606862120327,90.133098336746514,80.861454708109832,84.57615139036696,85.781992508698622,81.944741733297974,85.781992508698622,88.013848211703078,85.372005213684119,85.781992508698622,85.781992508698622,88.732395607708327,85.781992508698622,85.781992508698622,86.457357541858926,88.732395607708327,80.718094193896206,0]
[null,2038,83.266606862120327,90.133098336746514,80.861454708109832,84.57615139036696,85.781992508698622,81.944741733297974,85.781992508698622,88.013848211703078,85.372005213684119,85.781992508698622,85.781992508698622,88.732395607708327,85.781992508698622,85.781992508698622,86.457357541858926,88.732395607708327,80.718094193896206,0]
[null,2039,83.266606862120327,90.133098336746514,80.861454708109832,84.57615139036696,85.781992508698622,81.944741733297974,85.781992508698622,88.013848211703078,85.372005213684119,85.781992508698622,85.781992508698622,88.732395607708327,85.781992508698622,85.781992508698622,86.457357541858926,88.732395607708327,80.718094193896206,0]
[null,2040,83.266606862120327,90.133098336746514,80.861454708109832,84.57615139036696,85.781992508698622,81.944741733297974,85.781992508698622,88.013848211703078,85.372005213684119,85.781992508698622,85.781992508698622,88.732395607708327,85.781992508698622,85.781992508698622,86.457357541858926,88.732395607708327,80.718094193896206,0]
[null,2041,83.266606862120327,90.133098336746514,80.861454708109832,84.57615139036696,85.781992508698622,81.944741733297974,85.781992508698622,88.013848211703078,85.372005213684119,85.781992508698622,85.781992508698622,88.732395607708327,85.781992508698622,85.781992508698622,86.457357541858926,88.732395607708327,80.718094193896206,0]
[null,2042,83.266606862120327,90.133098336746514,80.861454708109832,84.57615139036696,85.781992508698622,81.944741733297974,85.781992508698622,88.013848211703078,85.372005213684119,85.781992508698622,85.781992508698622,88.732395607708327,85.781992508698622,85.781992508698622,86.457357541858926,88.732395607708327,80.718094193896206,0]
[null,2043,83.266606862120327,90.133098336746514,80.861454708109832,84.57615139036696,85.781992508698622,81.944741733297974,85.781992508698622,88.013848211703078,85.372005213684119,85.781992508698622,85.781992508698622,88.732395607708327,85.781992508698622,85.781992508698622,86.457357541858926,88.732395607708327,80.718094193896206,0]
[null,2044,83.266606862120327,90.133098336746514,80.861454708109832,84.57615139036696,85.781992508698622,81.944741733297974,85.781992508698622,88.013848211703078,85.372005213684119,85.781992508698622,85.781992508698622,88.732395607708327,85.781992508698622,85.781992508698622,86.457357541858926,88.732395607708327,80.718094193896206,0]
[null,2045,83.266606862120327,90.133098336746514,80.861454708109832,84.57615139036696,85.781992508698622,81.944741733297974,85.781992508698622,88.013848211703078,85.372005213684119,85.781992508698622,85.781992508698622,88.732395607708327,85.781992508698622,85.781992508698622,86.457357541858926,88.732395607708327,80.718094193896206,0]
[null,2046,83.266606862120327,90.133098336746514,80.861454708109832,84.57615139036696,85.781992508698622,81.944741733297974,85.781992508698622,88.013848211703078,85.372005213684119,85.781992508698622,85.781992508698622,88.732395607708327,85.781992508698622,85.781992508698622,86.457357541858926,88.732395607708327,80.718094193896206,0]
[null,2047,83.266606862120327,90.133098336746514,80.861454708109832,84.57615139036696,85.781992508698622,81.944741733297974,85.781992508698622,88.013848211703078,85.372005213684119,85.781992508698622,85.781992508698622,88.732395607708327,85.781992508698622,85.781992508698622,86.457357541858926,88.732395607708327,80.718094193896206,0]
[null,2048,83.266606862120327,90.133098336746514,80.861454708109832,84.57615139036696,85.781992508698622,81.944741733297974,85.781992508698622,88.013848211703078,85.372005213684119,85.781992508698622,85.781992508698622,88.732395607708327,85.781992508698622,85.781992508698622,86.457357541858926,88.732395607708327,80.718094193896206,0]
[null,2049,83.266606862120327,90.133098336746514,80.861454708109832,84.57615139036696,85.781992508698622,81.944741733297974,85.781992508698622,88.013848211703078,85.372005213684119,85.781992508698622,85.781992508698622,88.732395607708327,85.781992508698622,85.781992508698622,86.457357541858926,88.732395607708327,80.718094193896206,0]
[null,2050,83.266606862120327,90.133098336746514,80.861454708109832,84.57615139036696,85.781992508698622,81.944741733297974,85.781992508698622,88.013848211703078,85.372005213684119,85.781992508698622,85.781992508698622,88.732395607708327,85.781992508698622,85.781992508698622,86.457357541858926,88.732395607708327,80.718094193896206,0]
[null,2051,83.266606862120327,90.133098336746514,80.861454708109832,84.57615139036696,85.781992508698622,81.944741733297974,85.781992508698622,88.013848211703078,85.372005213684119,85.781992508698622,85.781992508698622,88.732395607708327,85.781992508698622,85.781992508698622,86.457357541858926,88.732395607708327,80.718094193896206,0]
[null,2052,83.266606862120327,90.133098336746514,80.861454708109832,84.57615139036696,85.781992508698622,81.944741733297974,85.781992508698622,88.013848211703078,85.372005213684119,85.781992508698622,85.781992508698622,88.732395607708327,85.781992508698622,85.781992508698622,86.457357541858926,88.732395607708327,80.718094193896206,0]
[null,2053,83.266606862120327,90.133098336746514,80.861454708109832,84.57615139036696,85.781992508698622,81.944741733297974,85.781992508698622,88.013848211703078,85.372005213684119,85.781992508698622,85.781992508698622,88.732395607708327,85.781992508698622,85.781992508698622,86.457357541858926,88.732395607708327,80.718094193896206,0]
[null,2054,83.266606862120327,90.133098336746514,80.861454708109832,84.57615139036696,85.781992508698622,81.944741733297974,85.781992508698622,88.013848211703078,85.372005213684119,85.781992508698622,85.781992508698622,88.732395607708327,85.781992508698622,85.781992508698622,86.457357541858926,88.732395607708327,80.718094193896206,0]
[null,2055,83.266606862120327,90.133098336746514,80.861454708109832,84.57615139036696,85.781992508698622,81.944741733297974,85.781992508698622,88.013848211703078,85.372005213684119,85.781992508698622,85.781992508698622,88.732395607708327,85.781992508698622,85.781992508698622,86.457357541858926,88.732395607708327,80.718094193896206,0]
[null,2056,83.266606862120327,90.133098336746514,80.861454708109832,84.57615139036696,85.781992508698622,81.944741733297974,85.781992508698622,88.013848211703078,85.372005213684119,85.781992508698622,85.781992508698622,88.732395607708327,85.781992508698622,85.781992508698622,86.457357541858926,88.732395607708327,80.718094193896206,0]
[null,2057,83.266606862120327,90.133098336746514,80.861454708109832,84.57615139036696,85.781992508698622,81.944741733297974,85.781992508698622,88.013848211703078,85.372005213684119,85.781992508698622,85.781992508698622,88.732395607708327,85.781992508698622,85.781992508698622,86.457357541858926,88.732395607708327,80.718094193896206,0]
[null,2058,83.266606862120327,90.133098336746514,80.861454708109832,84.57615139036696,85.781992508698622,81.944741733297974,85.781992508698622,88.013848211703078,85.372005213684119,85.781992508698622,85.781992508698622,88.732395607708327,85.781992508698622,85.781992508698622,86.457357541858926,88.732395607708327,80.718094193896206,0]
[null,2059,83.266606862120327,90.133098336746514,80.861454708109832,84.57615139036696,85.781992508698622,81.944741733297974,85.781992508698622,88.013848211703078,85.372005213684119,85.781992508698622,85.781992508698622,88.732395607708327,85.781992508698622,85.781992508698622,86.457357541858926,88.732395607708327,80.718094193896206,0]
[null,2060,83.266606862120327,90.133098336746514,80.861454708109832,84.57615139036696,85.781992508698622,81.944741733297974,85.781992508698622,88.013848211703078,85.372005213684119,85.781992508698622,85.781992508698622,88.732395607708327,85.781992508698622,85.781992508698622,86.457357541858926,88.732395607708327,80.718094193896206,0]

{"sheet":"Green Incentives","index":13,"n_rows":54,"n_cols":19,"rows_kept":54,"cut":false,"hidden":false,"merged":[]}
["Summary of Green Incentives"]
["Maximum Incentive ($/kWH) for State/Region"]
[]
[]
["Plant Capacity",null,null,"MW"]
[]
["Report_Year","Arizona","California","Colorado","Idaho","Kansas","Montana","Nebraska","Nevada","New Mexico","North Dakota","Oklahoma","Oregon","South Dakota","Texas","Utah","Washington","Wyoming","Other"]
[2014,{"$f":"0.054+0.011","v":6.5000000000000002E-2},{"$f":"IF($C$5<3,0.0984,0.011)","v":9.8400000000000001E-2},1.0999999999999999E-2,1.0999999999999999E-2,1.0999999999999999E-2,1.0999999999999999E-2,1.0999999999999999E-2,1.0999999999999999E-2,1.0999999999999999E-2,1.0999999999999999E-2,1.0999999999999999E-2,1.0999999999999999E-2,1.0999999999999999E-2,1.0999999999999999E-2,1.0999999999999999E-2,{"$f":"IF($C$5<0.025,0.221,0.011)","v":0.221},1.0999999999999999E-2,0]
[2015,6.5000000000000002E-2,9.8400000000000001E-2,1.0999999999999999E-2,1.0999999999999999E-2,1.0999999999999999E-2,1.0999999999999999E-2,1.0999999999999999E-2,1.0999999999999999E-2,1.0999999999999999E-2,1.0999999999999999E-2,1.0999999999999999E-2,1.0999999999999999E-2,1.0999999999999999E-2,1.0999999999999999E-2,1.0999999999999999E-2,1.0999999999999999E-2,1.0999999999999999E-2,0]
[2016,6.5000000000000002E-2,9.8400000000000001E-2,1.0999999999999999E-2,1.0999999999999999E-2,1.0999999999999999E-2,1.0999999999999999E-2,1.0999999999999999E-2,1.0999999999999999E-2,1.0999999999999999E-2,1.0999999999999999E-2,1.0999999999999999E-2,1.0999999999999999E-2,1.0999999999999999E-2,1.0999999999999999E-2,1.0999999999999999E-2,1.0999999999999999E-2,1.0999999999999999E-2,0]
[2017,6.5000000000000002E-2,9.8400000000000001E-2,1.0999999999999999E-2,1.0999999999999999E-2,1.0999999999999999E-2,1.0999999999999999E-2,1.0999999999999999E-2,1.0999999999999999E-2,1.0999999999999999E-2,1.0999999999999999E-2,1.0999999999999999E-2,1.0999999999999999E-2,1.0999999999999999E-2,1.0999999999999999E-2,1.0999999999999999E-2,1.0999999999999999E-2,1.0999999999999999E-2,0]
[2018,6.5000000000000002E-2,9.8400000000000001E-2,1.0999999999999999E-2,1.0999999999999999E-2,1.0999999999999999E-2,1.0999999999999999E-2,1.0999999999999999E-2,1.0999999999999999E-2,1.0999999999999999E-2,1.0999999999999999E-2,1.0999999999999999E-2,1.0999999999999999E-2,1.0999999999999999E-2,1.0999999999999999E-2,1.0999999999999999E-2,1.0999999999999999E-2,1.0999999999999999E-2,0]
[2019,6.5000000000000002E-2,9.8400000000000001E-2,1.0999999999999999E-2,1.0999999999999999E-2,1.0999999999999999E-2,1.0999999999999999E-2,1.0999999999999999E-2,1.0999999999999999E-2,1.0999999999999999E-2,1.0999999999999999E-2,1.0999999999999999E-2,1.0999999999999999E-2,1.0999999999999999E-2,1.0999999999999999E-2,1.0999999999999999E-2,1.0999999999999999E-2,1.0999999999999999E-2,0]
[2020,6.5000000000000002E-2,9.8400000000000001E-2,1.0999999999999999E-2,1.0999999999999999E-2,1.0999999999999999E-2,1.0999999999999999E-2,1.0999999999999999E-2,1.0999999999999999E-2,1.0999999999999999E-2,1.0999999999999999E-2,1.0999999999999999E-2,1.0999999999999999E-2,1.0999999999999999E-2,1.0999999999999999E-2,1.0999999999999999E-2,1.0999999999999999E-2,1.0999999999999999E-2,0]
[2021,6.5000000000000002E-2,9.8400000000000001E-2,1.0999999999999999E-2,1.0999999999999999E-2,1.0999999999999999E-2,1.0999999999999999E-2,1.0999999999999999E-2,1.0999999999999999E-2,1.0999999999999999E-2,1.0999999999999999E-2,1.0999999999999999E-2,1.0999999999999999E-2,1.0999999999999999E-2,1.0999999999999999E-2,1.0999999999999999E-2,1.0999999999999999E-2,1.0999999999999999E-2,0]
[2022,6.5000000000000002E-2,9.8400000000000001E-2,1.0999999999999999E-2,1.0999999999999999E-2,1.0999999999999999E-2,1.0999999999999999E-2,1.0999999999999999E-2,1.0999999999999999E-2,1.0999999999999999E-2,1.0999999999999999E-2,1.0999999999999999E-2,1.0999999999999999E-2,1.0999999999999999E-2,1.0999999999999999E-2,1.0999999999999999E-2,1.0999999999999999E-2,1.0999999999999999E-2,0]
[2023,6.5000000000000002E-2,9.8400000000000001E-2,1.0999999999999999E-2,1.0999999999999999E-2,1.0999999999999999E-2,1.0999999999999999E-2,1.0999999999999999E-2,1.0999999999999999E-2,1.0999999999999999E-2,1.0999999999999999E-2,1.0999999999999999E-2,1.0999999999999999E-2,1.0999999999999999E-2,1.0999999999999999E-2,1.0999999999999999E-2,1.0999999999999999E-2,1.0999999999999999E-2,0]
[2024,6.5000000000000002E-2,9.8400000000000001E-2,1.0999999999999999E-2,1.0999999999999999E-2,1.0999999999999999E-2,1.0999999999999999E-2,1.0999999999999999E-2,1.0999999999999999E-2,1.0999999999999999E-2,1.0999999999999999E-2,1.0999999999999999E-2,1.0999999999999999E-2,1.0999999999999999E-2,1.0999999999999999E-2,1.0999999999999999E-2,1.0999999999999999E-2,1.0999999999999999E-2,0]
[2025,5.3999999999999999E-2,{"$f":"IF($C$5<3,0.0984,0)","v":9.8400000000000001E-2},0,0,0,0,0,0,0,0,0,0,0,0,0,0,0,0]
[2026,5.3999999999999999E-2,9.8400000000000001E-2,0,0,0,0,0,0,0,0,0,0,0,0,0,0,0,0]
[2027,5.3999999999999999E-2,9.8400000000000001E-2,0,0,0,0,0,0,0,0,0,0,0,0,0,0,0,0]
[2028,5.3999999999999999E-2,9.8400000000000001E-2,0,0,0,0,0,0,0,0,0,0,0,0,0,0,0,0]
[2029,5.3999999999999999E-2,9.8400000000000001E-2,0,0,0,0,0,0,0,0,0,0,0,0,0,0,0,0]
[2030,5.3999999999999999E-2,9.8400000000000001E-2,0,0,0,0,0,0,0,0,0,0,0,0,0,0,0,0]
[2031,5.3999999999999999E-2,9.8400000000000001E-2,0,0,0,0,0,0,0,0,0,0,0,0,0,0,0,0]
[2032,5.3999999999999999E-2,9.8400000000000001E-2,0,0,0,0,0,0,0,0,0,0,0,0,0,0,0,0]
[2033,5.3999999999999999E-2,9.8400000000000001E-2,0,0,0,0,0,0,0,0,0,0,0,0,0,0,0,0]
[2034,5.3999999999999999E-2,9.8400000000000001E-2,0,0,0,0,0,0,0,0,0,0,0,0,0,0,0,0]
[2035,0,0,0,0,0,0,0,0,0,0,0,0,0,0,0,0,0,0]
[2036,0,0,0,0,0,0,0,0,0,0,0,0,0,0,0,0,0,0]
[2037,0,0,0,0,0,0,0,0,0,0,0,0,0,0,0,0,0,0]
[2038,0,0,0,0,0,0,0,0,0,0,0,0,0,0,0,0,0,0]
[2039,0,0,0,0,0,0,0,0,0,0,0,0,0,0,0,0,0,0]
[2040,0,0,0,0,0,0,0,0,0,0,0,0,0,0,0,0,0,0]
[2041,0,0,0,0,0,0,0,0,0,0,0,0,0,0,0,0,0,0]
[2042,0,0,0,0,0,0,0,0,0,0,0,0,0,0,0,0,0,0]
[2043,0,0,0,0,0,0,0,0,0,0,0,0,0,0,0,0,0,0]
[2044,0,0,0,0,0,0,0,0,0,0,0,0,0,0,0,0,0,0]
[2045,0,0,0,0,0,0,0,0,0,0,0,0,0,0,0,0,0,0]
[2046,0,0,0,0,0,0,0,0,0,0,0,0,0,0,0,0,0,0]
[2047,0,0,0,0,0,0,0,0,0,0,0,0,0,0,0,0,0,0]
[2048,0,0,0,0,0,0,0,0,0,0,0,0,0,0,0,0,0,0]
[2049,0,0,0,0,0,0,0,0,0,0,0,0,0,0,0,0,0,0]
[2050,0,0,0,0,0,0,0,0,0,0,0,0,0,0,0,0,0,0]
[2051,0,0,0,0,0,0,0,0,0,0,0,0,0,0,0,0,0,0]
[2052,0,0,0,0,0,0,0,0,0,0,0,0,0,0,0,0,0,0]
[2053,0,0,0,0,0,0,0,0,0,0,0,0,0,0,0,0,0,0]
[2054,0,0,0,0,0,0,0,0,0,0,0,0,0,0,0,0,0,0]
[2055,0,0,0,0,0,0,0,0,0,0,0,0,0,0,0,0,0,0]
[2056,0,0,0,0,0,0,0,0,0,0,0,0,0,0,0,0,0,0]
[2057,0,0,0,0,0,0,0,0,0,0,0,0,0,0,0,0,0,0]
[2058,0,0,0,0,0,0,0,0,0,0,0,0,0,0,0,0,0,0]
[2059,0,0,0,0,0,0,0,0,0,0,0,0,0,0,0,0,0,0]
[2060,0,0,0,0,0,0,0,0,0,0,0,0,0,0,0,0,0,0]

{"sheet":"Templates","index":14,"n_rows":10595,"n_cols":8,"rows_kept":10595,"cut":false,"hidden":false,"merged":[]}
[]
[]
["Date","Head Water Elevation (ft)","Tailwater Elevation (ft)","Blank Column","Flow (CFS)",null,"User Entry - Project Information"]
["2005-09-30",3214.34,null,null,171.23]
["2005-09-29",3216.84,null,null,183.13,null,"Project Name","A.R. Bowman Dam"]
["2005-09-28",3214.67,null,null,183.13,null,"State","Oregon"]
["2005-09-27",3214.84,null,null,183.13,null,"Constant Tailwater Elevation",3052.6]
["2005-09-26",3214.99,null,null,183.13]
["2005-09-25",3215.14,null,null,184.21]
["2005-09-24",3215.3,null,null,185.07]
["2005-09-23",3215.46,null,null,190.18]
["2005-09-22",3215.65,null,null,197.98]
["2005-09-21",3215.85,null,null,197.98,null,"Transmission Voltage",115]
["2005-09-20",3216.04,null,null,199.71,null,"T-Line Length",3.6]
["2005-09-19",3216.24,null,null,199.8,null,"Fish and Wildlife Mitigation","No"]
["2005-09-18",3216.39,null,null,199.8,null,"Recreation Mitigation","No"]
["2005-09-17",3216.56,null,null,199.8,null,"Historical & Archiological","No"]
["2005-09-16",3216.73,null,null,208.42,null,"Water Quality Monitoring","No"]
["2005-09-15",3216.92,null,null,223.36,null,"Fish Passage Required","No"]
["2005-09-14",3217.12,null,null,223.51]
["2005-09-13",3217.32,null,null,223.47]
["2005-09-12",3217.52,null,null,224.12]
["2005-09-11",3217.72,null,null,224.26]
["2005-09-10",3217.92,null,null,224.26]
["2005-09-09",3218.14,null,null,224.26]
["2005-09-08",3218.41,null,null,224.26]
["2005-09-07",3218.59,null,null,224.26]
["2005-09-06",3218.8,null,null,224.26]
["2005-09-05",3218.98,null,null,224.26]
["2005-09-04",3219.18,null,null,224.26]
["2005-09-03",3219.39,null,null,224.26]
["2005-09-02",3219.61,null,null,224.26]
["2005-09-01",3219.83,null,null,224.26]
["2005-08-31",3220.03,null,null,224.26]
["2005-08-30",3220.22,null,null,224.26]
["2005-08-29",3220.38,null,null,224.26]
["2005-08-28",3220.64,null,null,224.26]
["2005-08-27",3220.83,null,null,224.26]
["2005-08-26",3221.04,null,null,224.26]
["2005-08-25",3221.24,null,null,224.26]
["2005-08-24",3221.43,null,null,224.26]
["2005-08-23",3221.63,null,null,224.26]
["2005-08-22",3221.86,null,null,224.26]
["2005-08-21",3222.1,null,null,224.26]
["2005-08-20",3222.27,null,null,224.26]
["2005-08-19",3222.45,null,null,224.26]
["2005-08-18",3222.63,null,null,224.26]
["2005-08-17",3222.82,null,null,224.3]
["2005-08-16",3223.01,null,null,224.7]
["2005-08-15",3223.21,null,null,226.03]
["2005-08-14",3223.39,null,null,226.2]
["2005-08-13",3223.59,null,null,226.2]
["2005-08-12",3223.79,null,null,226.2]
["2005-08-11",3223.99,null,null,226.2]
["2005-08-10",3224.19,null,null,226.2]
["2005-08-09",3224.41,null,null,226.2]
["2005-08-08",3224.62,null,null,226.22]
["2005-08-07",3224.81,null,null,226.2]
["2005-08-06",3225.01,null,null,226.2]
["2005-08-05",3225.21,null,null,226.2]
["2005-08-04",3225.39,null,null,226.95]
["2005-08-03",3225.57,null,null,228.23]
["2005-08-02",3225.73,null,null,228.23]
["2005-08-01",3225.93,null,null,228.23]
["2005-07-31",3226.17,null,null,228.23]
["2005-07-30",3226.35,null,null,228.23]
["2005-07-29",3226.53,null,null,228.23]
["2005-07-28",3226.71,null,null,228.23]
["2005-07-27",3226.89,null,null,228.23]
["2005-07-26",3227.05,null,null,228.23]
["2005-07-25",3227.23,null,null,228.23]
["2005-07-24",3227.44,null,null,228.23]
["2005-07-23",3227.65,null,null,228.23]
["2005-07-22",3227.85,null,null,228.3]
["2005-07-21",3228.01,null,null,228.23]
["2005-07-20",3228.19,null,null,228.23]
["2005-07-19",3228.38,null,null,228.23]
["2005-07-18",3228.54,null,null,228.23]
["2005-07-17",3228.69,null,null,228.25]
["2005-07-16",3228.85,null,null,228.34]
["2005-07-15",3229.07,null,null,228.23]
["2005-07-14",3229.21,null,null,228.23]
["2005-07-13",3229.37,null,null,228.23]
["2005-07-12",3229.52,null,null,228.23]
["2005-07-11",3229.68,null,null,234.54]
["2005-07-10",3229.81,null,null,241.07]
["2005-07-09",3229.96,null,null,241.64]
["2005-07-08",3230.13,null,null,242.56]
["2005-07-07",3230.32,null,null,242.73]
["2005-07-06",3230.48,null,null,242.75]
["2005-07-05",3230.66,null,null,242.73]
["2005-07-04",3230.78,null,null,242.73]
["2005-07-03",3230.92,null,null,242.73]
["2005-07-02",3231.08,null,null,242.73]
["2005-07-01",3231.26,null,null,242.73]
["2005-06-30",3231.4,null,null,242.73]
["2005-06-29",3231.52,null,null,242.73]
["2005-06-28",3231.66,null,null,242.73]
["2005-06-27",3231.79,null,null,242.73]
["2005-06-26",3231.92,null,null,242.73]
["2005-06-25",3232.07,null,null,242.73]
["2005-06-24",3232.2,null,null,242.73]
["2005-06-23",3232.32,null,null,242.73]
["2005-06-22",3232.44,null,null,242.73]
["2005-06-21",3232.58,null,null,242.73]
["2005-06-20",3232.7,null,null,242.73]
["2005-06-19",3232.76,null,null,242.73]
["2005-06-18",3232.86,null,null,242.75]
["2005-06-17",3232.99,null,null,242.73]
["2005-06-16",3233.1,null,null,242.82]
["2005-06-15",3233.23,null,null,242.73]
["2005-06-14",3233.34,null,null,242.73]
["2005-06-13",3233.47,null,null,242.73]
["2005-06-12",3233.59,null,null,242.73]
["2005-06-11",3233.69,null,null,242.73]
["2005-06-10",3233.82,null,null,242.73]
["2005-06-09",3233.92,null,null,242.73]
["2005-06-08",3234.01,null,null,242.73]
["2005-06-07",3234.1,null,null,242.73]
["2005-06-06",3234.19,null,null,245.03]
["2005-06-05",3234.28,null,null,251.25]
["2005-06-04",3234.4,null,null,251.23]
["2005-06-03",3234.48,null,null,256.89]
["2005-06-02",3234.55,null,null,266.89]
["2005-06-01",3234.64,null,null,271]
["2005-05-31",3234.72,null,null,275.38]
["2005-05-30",3234.83,null,null,287.41000000000003]
["2005-05-29",3234.9,null,null,287.5]
["2005-05-28",3234.93,null,null,287.48]
["2005-05-27",3234.96,null,null,289.87]
["2005-05-26",3234.95,null,null,344.56]
["2005-05-25",3234.96,null,null,394.52]
["2005-05-24",3234.96,null,null,461.35]
["2005-05-23",3234.98,null,null,632.78]
["2005-05-22",3235.03,null,null,760.54]
["2005-05-21",3235.07,null,null,856.24]
["2005-05-20",3235.11,null,null,968.86]
["2005-05-19",3235.18,null,null,1027.73]
["2005-05-18",3235.18,null,null,1002.47]
["2005-05-17",3235.16,null,null,778.58]
["2005-05-16",3234.96,null,null,570.91999999999996]
["2005-05-15",3234.84,null,null,581.48]
["2005-05-14",3234.87,null,null,648.53]
["2005-05-13",3234.91,null,null,717.37]
["2005-05-12",3234.91,null,null,760.34]
["2005-05-11",3234.9,null,null,759.94]
["2005-05-10",3234.88,null,null,737.58]
["2005-05-09",3234.88,null,null,649.95000000000005]
["2005-05-08",3234.92,null,null,722.62]
["2005-05-07",3234.98,null,null,794.88]
["2005-05-06",3235.04,null,null,796.85]
["2005-05-05",3235.08,null,null,711.32]
["2005-05-04",3235.13,null,null,670.95]
["2005-05-03",3235.18,null,null,674.85]
["2005-05-02",3235.28,null,null,679.66]
["2005-05-01",3235.32,null,null,707.25]
["2005-04-30",3235.37,null,null,816.34]
["2005-04-29",3235.46,null,null,1075.24]
["2005-04-28",3235.59,null,null,1388.94]
["2005-04-27",3235.88,null,null,1264.69]
["2005-04-26",3236.06,null,null,875.76]
["2005-04-25",3235.82,null,null,615.73]
["2005-04-24",3235.56,null,null,492.86]
["2005-04-23",3235.2,null,null,344.01]
["2005-04-22",3234.95,null,null,251.2]
["2005-04-21",3234.77,null,null,244.84]
["2005-04-20",3234.63,null,null,244.84]
["2005-04-19",3234.51,null,null,244.82]
["2005-04-18",3234.34,null,null,244.84]
["2005-04-17",3234.11,null,null,244.84]
["2005-04-16",3233.96,null,null,244.84]
["2005-04-15",3233.86,null,null,235.42]
["2005-04-14",3233.74,null,null,226.2]
["2005-04-13",3233.6,null,null,226.2]
["2005-04-12",3233.55,null,null,226.2]
["2005-04-11",3233.32,null,null,214.7]
["2005-04-10",3233.12,null,null,85.14]
["2005-04-09",3232.76,null,null,69.09]
["2005-04-08",3232.32,null,null,69.09]
["2005-04-07",3231.78,null,null,68.62]
["2005-04-06",3231.28,null,null,68.260000000000005]
["2005-04-05",3230.87,null,null,67.98]
["2005-04-04",3230.44,null,null,67.98]
["2005-04-03",3229.99,null,null,68]
["2005-04-02",3229.62,null,null,67.98]
["2005-04-01",3229.21,null,null,67.98]
["2005-03-31",3228.74,null,null,67.98]
["2005-03-30",3228.22,null,null,67.98]
["2005-03-29",3227.53,null,null,67.56]
["2005-03-28",3226.67,null,null,67.16]
["2005-03-27",3225.64,null,null,66.900000000000006]
["2005-03-26",3225.23,null,null,66.87]
["2005-03-25",3224.9,null,null,66.87]
["2005-03-24",3224.52,null,null,66.87]
["2005-03-23",3224.06,null,null,66.87]
["2005-03-22",3223.56,null,null,66.87]
["2005-03-21",3223.13,null,null,66.87]
["2005-03-20",3222.6,null,null,66.89]
["2005-03-19",3222.04,null,null,66.87]
["2005-03-18",3221.6,null,null,66.38]
["2005-03-17",3221.2,null,null,66.12]
["2005-03-16",3220.82,null,null,65.86]
["2005-03-15",3220.38,null,null,65.78]
["2005-03-14",3219.9,null,null,65.78]
["2005-03-13",3219.31,null,null,65.290000000000006]
["2005-03-12",3218.58,null,null,64.94]
["2005-03-11",3217.87,null,null,64.7]
["2005-03-10",3217.24,null,null,64.7]
["2005-03-09",3216.68,null,null,64.7]
["2005-03-08",3216.21,null,null,64.7]
["2005-03-07",3215.79,null,null,64.7]
["2005-03-06",3215.51,null,null,64.7]
["2005-03-05",3215.26,null,null,64.7]
["2005-03-04",3215.06,null,null,64.599999999999994]
["2005-03-03",3214.88,null,null,64.510000000000005]
["2005-03-02",3214.7,null,null,64.010000000000005]
["2005-03-01",3214.56,null,null,63.88]
["2005-02-28",3214.46,null,null,63.76]
["2005-02-27",3214.36,null,null,63.77]
["2005-02-26",3214.29,null,null,63.63]
["2005-02-25",3214.22,null,null,63.63]
["2005-02-24",3214.15,null,null,63.63]
["2005-02-23",3214.09,null,null,63.63]
["2005-02-22",3214.03,null,null,63.63]
["2005-02-21",3213.96,null,null,63.63]
["2005-02-20",3213.92,null,null,63.69]
["2005-02-19",3213.86,null,null,63.63]
["2005-02-18",3213.82,null,null,63.63]
["2005-02-17",3213.79,null,null,63.63]
["2005-02-16",3213.78,null,null,63.63]
["2005-02-15",3213.67,null,null,64.89]
["2005-02-14",3213.65,null,null,66.33]
["2005-02-13",3213.61,null,null,66.87]
["2005-02-12",3213.56,null,null,66.87]
["2005-02-11",3213.52,null,null,66.87]
["2005-02-10",3213.47,null,null,66.87]
["2005-02-09",3213.43,null,null,66.87]
["2005-02-08",3213.39,null,null,66.87]
["2005-02-07",3213.33,null,null,66.87]
["2005-02-06",3213.06,null,null,66.87]
["2005-02-05",3213.06,null,null,66.87]
["2005-02-04",3213.06,null,null,66.87]
["2005-02-03",3213.03,null,null,74.67]
["2005-02-02",3212.95,null,null,91.58]
["2005-02-01",3212.88,null,null,90.9]
["2005-01-31",3212.79,null,null,90.9]
["2005-01-30",3212.68,null,null,90.9]
["2005-01-29",3212.49,null,null,90.9]
["2005-01-28",3212.36,null,null,90.9]
["2005-01-27",3212.26,null,null,90.9]
["2005-01-26",3212.2,null,null,90.9]
["2005-01-25",3212.15,null,null,90.9]
["2005-01-24",3212.09,null,null,90.84]
["2005-01-23",3212.01,null,null,90.86]
["2005-01-22",3211.92,null,null,90.86]
["2005-01-21",3211.82,null,null,90.86]
["2005-01-20",3211.7,null,null,90.87]
["2005-01-19",3211.64,null,null,90.76]
["2005-01-18",3211.59,null,null,90.42]
["2005-01-17",3211.57,null,null,90.13]
["2005-01-16",3211.57,null,null,90.09]
["2005-01-15",3211.57,null,null,90.3]
["2005-01-14",3211.59,null,null,90.24]
["2005-01-13",3211.64,null,null,89.93]
["2005-01-12",3211.65,null,null,89.77]
["2005-01-11",3211.67,null,null,90.49]
["2005-01-10",3211.67,null,null,90.67]
["2005-01-09",3211.69,null,null,90.28]
["2005-01-08",3211.7,null,null,90.34]
["2005-01-07",3211.7,null,null,90.37]
["2005-01-06",3211.73,null,null,90.4]
["2005-01-05",3211.77,null,null,90.67]
["2005-01-04",3211.79,null,null,90.86]
["2005-01-03",3211.79,null,null,90.9]
["2005-01-02",3211.79,null,null,90.88]
["2005-01-01",3211.78,null,null,90.9]
["2004-12-31",3211.77,null,null,90.87]
["2004-12-30",3211.77,null,null,90.87]
["2004-12-29",3211.77,null,null,90.9]
["2004-12-28",3211.71,null,null,90.9]
["2004-12-27",3211.73,null,null,90.89]
["2004-12-26",3211.74,null,null,90.8]
["2004-12-25",3211.75,null,null,90.79]
["2004-12-24",3211.77,null,null,90.89]
["2004-12-23",3211.8,null,null,90.9]
["2004-12-22",3211.81,null,null,90.9]
["2004-12-21",3211.81,null,null,92.12]
["2004-12-20",3211.81,null,null,94.77]
["2004-12-19",3211.81,null,null,93.97]
["2004-12-18",3211.8,null,null,93.92]
["2004-12-17",3211.77,null,null,93.69]
["2004-12-16",3211.7,null,null,93.75]
["2004-12-15",3211.63,null,null,93.55]
["2004-12-14",3211.56,null,null,93.62]
["2004-12-13",3211.47,null,null,93.64]
["2004-12-12",3211.39,null,null,93.59]
["2004-12-11",3211.35,null,null,93.62]
["2004-12-10",3211.29,null,null,93.59]
["2004-12-09",3211.29,null,null,93.64]
["2004-12-08",3211.26,null,null,93.98]
["2004-12-07",3211.21,null,null,93.67]
["2004-12-06",3211.27,null,null,93.75]
["2004-12-05",3211.29,null,null,93.53]
["2004-12-04",3211.33,null,null,93.55]
["2004-12-03",3211.38,null,null,93.57]
["2004-12-02",3211.39,null,null,93.53]
["2004-12-01",3211.42,null,null,93.53]
["2004-11-30",3211.42,null,null,93.53]
["2004-11-29",3211.46,null,null,93.53]
["2004-11-28",3211.49,null,null,93.53]
["2004-11-27",3211.52,null,null,93.53]
["2004-11-26",3211.55,null,null,93.53]
["2004-11-25",3211.6,null,null,93.53]
["2004-11-24",3211.62,null,null,93.53]
["2004-11-23",3211.64,null,null,93.53]
["2004-11-22",3211.67,null,null,93.53]
["2004-11-21",3211.72,null,null,93.53]
["2004-11-20",3211.76,null,null,93.53]
["2004-11-19",3211.79,null,null,93.53]
["2004-11-18",3211.81,null,null,93.53]
["2004-11-17",3211.86,null,null,93.53]
["2004-11-16",3211.89,null,null,93.53]
["2004-11-15",3211.91,null,null,93.53]
["2004-11-14",3211.94,null,null,93.53]
["2004-11-13",3211.96,null,null,93.53]
["2004-11-12",3211.99,null,null,93.53]
["2004-11-11",3212.03,null,null,93.53]
["2004-11-10",3212.06,null,null,93.55]
["2004-11-09",3212.06,null,null,93.53]
["2004-11-08",3212.11,null,null,105.37]
["2004-11-07",3212.14,null,null,124.48]
["2004-11-06",3212.19,null,null,124.39]
["2004-11-05",3212.26,null,null,133.36000000000001]
["2004-11-04",3212.3,null,null,150.08000000000001]
["2004-11-03",3212.39,null,null,150.08000000000001]
["2004-11-02",3212.49,null,null,149.02000000000001]
["2004-11-01",3212.58,null,null,148.35]
["2004-10-31",3212.67,null,null,132.97999999999999]
["2004-10-30",3212.75,null,null,125.68]
["2004-10-29",3212.85,null,null,126.33]
["2004-10-28",3212.88,null,null,126.89]
["2004-10-27",3212.93,null,null,126.91]
["2004-10-26",3212.99,null,null,126.88]
["2004-10-25",3213,null,null,126.91]
["2004-10-24",3213.08,null,null,126.91]
["2004-10-23",3213.13,null,null,126.1]
["2004-10-22",3213.17,null,null,125.34]
["2004-10-21",3213.23,null,null,114.27]
["2004-10-20",3213.28,null,null,94.86]
["2004-10-19",3213.3,null,null,93.01]
["2004-10-18",3213.33,null,null,80.63]
["2004-10-17",3213.38,null,null,67.98]
["2004-10-16",3213.43,null,null,67.98]
["2004-10-15",3213.46,null,null,77.489999999999995]
["2004-10-14",3213.5,null,null,103.31]
["2004-10-13",3213.55,null,null,120.69]
["2004-10-12",3213.63,null,null,131.04]
["2004-10-11",3213.73,null,null,144.93]
["2004-10-10",3213.85,null,null,144.93]
["2004-10-09",3213.98,null,null,144.93]
["2004-10-08",3214.12,null,null,144.93]
["2004-10-07",3214.26,null,null,144.93]
["2004-10-06",3214.38,null,null,145.03]
["2004-10-05",3214.51,null,null,148.4]
["2004-10-04",3214.63,null,null,160.31]
["2004-10-03",3214.76,null,null,160.53]
["2004-10-02",3214.89,null,null,160.68]
["2004-10-01",3215.02,null,null,160.68]
["2004-09-30",3215.15,null,null,166.17]
["2004-09-29",3215.31,null,null,175.46]
["2004-09-28",3215.49,null,null,175.46]
["2004-09-27",3215.63,null,null,175.46]
["2004-09-26",3215.76,null,null,175.46]
["2004-09-25",3215.91,null,null,175.46]
["2004-09-24",3216.05,null,null,182.83]
["2004-09-23",3216.21,null,null,196.16]
["2004-09-22",3216.35,null,null,196.16]
["2004-09-21",3216.49,null,null,196.16]
["2004-09-20",3216.65,null,null,201.29]
["2004-09-19",3216.83,null,null,209.07]
["2004-09-18",3217.01,null,null,210.14]
["2004-09-17",3217.22,null,null,216]
["2004-09-16",3217.41,null,null,222.32]
["2004-09-15",3217.62,null,null,222.32]
["2004-09-14",3217.81,null,null,222.32]
["2004-09-13",3218.01,null,null,227.98]
["2004-09-12",3218.22,null,null,236.23]
["2004-09-11",3218.44,null,null,236.06]
["2004-09-10",3218.65,null,null,236.26]
["2004-09-09",3218.85,null,null,236.07]
["2004-09-08",3219.06,null,null,236.19]
["2004-09-07",3219.27,null,null,236.26]
["2004-09-06",3219.47,null,null,236.46]
["2004-09-05",3219.67,null,null,236.46]
["2004-09-04",3219.89,null,null,236.46]
["2004-09-03",3220.1,null,null,236.46]
["2004-09-02",3220.29,null,null,236.46]
["2004-09-01",3220.53,null,null,236.46]
["2004-08-31",3220.73,null,null,236.46]
["2004-08-30",3220.94,null,null,236.46]
["2004-08-29",3221.16,null,null,236.46]
["2004-08-28",3221.35,null,null,236.46]
["2004-08-27",3221.53,null,null,236.46]
["2004-08-26",3221.71,null,null,236.46]
["2004-08-25",3221.93,null,null,236.48]
["2004-08-24",3222.15,null,null,236.5]
["2004-08-23",3222.35,null,null,236.48]
["2004-08-22",3222.53,null,null,236.7]
["2004-08-21",3222.75,null,null,236.78]
["2004-08-20",3222.99,null,null,236.74]
["2004-08-19",3223.17,null,null,236.72]
["2004-08-18",3223.38,null,null,236.81]
["2004-08-17",3223.56,null,null,237.02]
["2004-08-16",3223.74,null,null,237.29]
["2004-08-15",3223.92,null,null,238.05]
["2004-08-14",3224.11,null,null,238.26]
["2004-08-13",3224.31,null,null,237.84]
["2004-08-12",3224.51,null,null,234.77]
["2004-08-11",3224.69,null,null,238.56]
["2004-08-10",3224.89,null,null,236.96]
["2004-08-09",3225.07,null,null,226.2]
["2004-08-08",3225.2,null,null,226.18]
["2004-08-07",3225.38,null,null,226.2]
["2004-08-06",3225.58,null,null,226.22]
["2004-08-05",3225.78,null,null,226.31]
["2004-08-04",3226,null,null,226.26]
["2004-08-03",3226.21,null,null,226.73]
["2004-08-02",3226.43,null,null,226.88]
["2004-08-01",3226.64,null,null,226.94]
["2004-07-31",3226.82,null,null,226.96]
["2004-07-30",3227.02,null,null,227.18]
["2004-07-29",3227.23,null,null,227.43]
["2004-07-28",3227.46,null,null,227.9]
["2004-07-27",3227.65,null,null,228.19]
["2004-07-26",3227.84,null,null,228.23]
["2004-07-25",3228.03,null,null,228.23]
["2004-07-24",3228.22,null,null,228.23]
["2004-07-23",3228.38,null,null,228.23]
["2004-07-22",3228.57,null,null,228.23]
["2004-07-21",3228.74,null,null,228.25]
["2004-07-20",3228.94,null,null,228.3]
["2004-07-19",3229.1,null,null,228.51]
["2004-07-18",3229.26,null,null,228.49]
["2004-07-17",3229.44,null,null,228.61]
["2004-07-16",3229.62,null,null,224.75]
["2004-07-15",3229.79,null,null,216.6]
["2004-07-14",3229.96,null,null,216.58]
["2004-07-13",3230.12,null,null,216.58]
["2004-07-12",3230.28,null,null,216.6]
["2004-07-11",3230.4,null,null,216.58]
["2004-07-10",3230.56,null,null,216.78]
["2004-07-09",3230.74,null,null,216.93]
["2004-07-08",3230.9,null,null,216.58]
["2004-07-07",3231.08,null,null,216.66]
["2004-07-06",3231.27,null,null,216.91]
["2004-07-05",3231.42,null,null,216.84]
["2004-07-04",3231.55,null,null,217.17]
["2004-07-03",3231.74,null,null,217.17]
["2004-07-02",3231.87,null,null,217.21]
["2004-07-01",3232.02,null,null,232.92]
["2004-06-30",3232.14,null,null,247.43]
["2004-06-29",3232.3,null,null,247.41]
["2004-06-28",3232.45,null,null,247.29]
["2004-06-27",3232.58,null,null,247.27]
["2004-06-26",3232.74,null,null,247.09]
["2004-06-25",3232.91,null,null,246.98]
["2004-06-24",3233.07,null,null,246.96]
["2004-06-23",3233.2,null,null,246.96]
["2004-06-22",3233.33,null,null,246.51]
["2004-06-21",3233.45,null,null,245.98]
["2004-06-20",3233.57,null,null,245.19]
["2004-06-19",3233.68,null,null,244.84]
["2004-06-18",3233.83,null,null,244.84]
["2004-06-17",3233.96,null,null,244.84]
["2004-06-16",3234.06,null,null,244.84]
["2004-06-15",3234.18,null,null,249.67]
["2004-06-14",3234.25,null,null,253.4]
["2004-06-13",3234.38,null,null,253.38]
["2004-06-12",3234.43,null,null,253.38]
["2004-06-11",3234.5,null,null,253.36]
["2004-06-10",3234.56,null,null,253.36]
["2004-06-09",3234.59,null,null,252.88]
["2004-06-08",3234.63,null,null,252.63]
["2004-06-07",3234.69,null,null,252.35]
["2004-06-06",3234.78,null,null,252.19]
["2004-06-05",3234.87,null,null,252.26]
["2004-06-04",3234.94,null,null,251.39]
["2004-06-03",3234.98,null,null,278.39999999999998]
["2004-06-02",3235.02,null,null,345.74]
["2004-06-01",3235.08,null,null,462.69]
["2004-05-31",3235.16,null,null,614.62]
["2004-05-30",3235.29,null,null,704.86]
["2004-05-29",3235.44,null,null,713.03]
["2004-05-28",3235.53,null,null,723.32]
["2004-05-27",3235.68,null,null,736.65]
["2004-05-26",3235.89,null,null,688.23]
["2004-05-25",3235.99,null,null,581.74]
["2004-05-24",3235.95,null,null,492.88]
["2004-05-23",3235.82,null,null,481.35]
["2004-05-22",3235.7,null,null,467.51]
["2004-05-21",3235.52,null,null,448.84]
["2004-05-20",3235.21,null,null,431.75]
["2004-05-19",3234.88,null,null,395.6]
["2004-05-18",3234.57,null,null,270.43]
["2004-05-17",3234.6,null,null,252.84]
["2004-05-16",3234.66,null,null,252.66]
["2004-05-15",3234.73,null,null,252.46]
["2004-05-14",3234.83,null,null,252.38]
["2004-05-13",3234.88,null,null,258.72000000000003]
["2004-05-12",3234.93,null,null,266.43]
["2004-05-11",3234.96,null,null,268.7]
["2004-05-10",3234.98,null,null,268.7]
["2004-05-09",3235.03,null,null,268.7]
["2004-05-08",3235.06,null,null,268.87]
["2004-05-07",3235.08,null,null,271.57]
["2004-05-06",3235.08,null,null,300.72000000000003]
["2004-05-05",3235.1,null,null,342.6]
["2004-05-04",3235.16,null,null,439.11]
["2004-05-03",3235.24,null,null,573]
["2004-05-02",3235.38,null,null,641.42999999999995]
["2004-05-01",3235.52,null,null,652.47]
["2004-04-30",3235.65,null,null,663.26]
["2004-04-29",3235.75,null,null,673.8]
["2004-04-28",3235.84,null,null,683.01]
["2004-04-27",3235.97,null,null,695.07]
["2004-04-26",3236.07,null,null,702.41]
["2004-04-25",3236.08,null,null,706.52]
["2004-04-24",3236.06,null,null,703.03]
["2004-04-23",3236.01,null,null,694.48]
["2004-04-22",3235.88,null,null,674.15]
["2004-04-21",3235.62,null,null,651.53]
["2004-04-20",3235.42,null,null,642.25]
["2004-04-19",3235.42,null,null,642.76]
["2004-04-18",3235.42,null,null,640.51]
["2004-04-17",3235.36,null,null,628.67999999999995]
["2004-04-16",3235.21,null,null,613.96]
["2004-04-15",3235.01,null,null,611.63]
["2004-04-14",3234.9,null,null,610.70000000000005]
["2004-04-13",3234.85,null,null,609.49]
["2004-04-12",3234.78,null,null,605.71]
["2004-04-11",3234.66,null,null,699.83]
["2004-04-10",3234.58,null,null,822.23]
["2004-04-09",3234.51,null,null,964.59]
["2004-04-08",3234.46,null,null,1078.6400000000001]
["2004-04-07",3234.5,null,null,1077.95]
["2004-04-06",3234.36,null,null,1076.74]
["2004-04-05",3234.24,null,null,955.6]
["2004-04-04",3234.07,null,null,846.84]
["2004-04-03",3233.9,null,null,846.84]
["2004-04-02",3233.8,null,null,846.84]
["2004-04-01",3233.68,null,null,951.38]
["2004-03-31",3233.47,null,null,1072.96]
["2004-03-30",3233.14,null,null,1222.25]
["2004-03-29",3233,null,null,1302.95]
["2004-03-28",3232.99,null,null,1366.85]
["2004-03-27",3232.9,null,null,1412.75]
["2004-03-26",3232.75,null,null,1541.68]
["2004-03-25",3232.53,null,null,1626.53]
["2004-03-24",3232.15,null,null,1621.61]
["2004-03-23",3231.34,null,null,1616.62]
["2004-03-22",3230.42,null,null,1822.67]
["2004-03-21",3229.74,null,null,2050.15]
["2004-03-20",3229.53,null,null,2049.67]
["2004-03-19",3229.08,null,null,2044.81]
["2004-03-18",3228.1,null,null,2041.48]
["2004-03-17",3227.62,null,null,2037.47]
["2004-03-16",3227.27,null,null,2038.26]
["2004-03-15",3227.06,null,null,1524.26]
["2004-03-14",3226.38,null,null,1161]
["2004-03-13",3225.72,null,null,773.27]
["2004-03-12",3224.84,null,null,512.76]
["2004-03-11",3224.04,null,null,475.98]
["2004-03-10",3223.2,null,null,416.03]
["2004-03-09",3222.3,null,null,211.85]
["2004-03-08",3221.4,null,null,194.36]
["2004-03-07",3220.99,null,null,194.36]
["2004-03-06",3220.79,null,null,194.36]
["2004-03-05",3220.58,null,null,194.36]
["2004-03-04",3220.39,null,null,193.43]
["2004-03-03",3220.14,null,null,192.57]
["2004-03-02",3219.85,null,null,192.57]
["2004-03-01",3219.51,null,null,182.39]
["2004-02-29",3219.25,null,null,164.31]
["2004-02-28",3218.88,null,null,164.31]
["2004-02-27",3218.49,null,null,153.83000000000001]
["2004-02-26",3218.13,null,null,122.33]
["2004-02-25",3217.78,null,null,104.85]
["2004-02-24",3217.37,null,null,104.49]
["2004-02-23",3216.96,null,null,104.49]
["2004-02-22",3216.49,null,null,104.49]
["2004-02-21",3215.98,null,null,103.77]
["2004-02-20",3215.32,null,null,103.1]
["2004-02-19",3214.22,null,null,103.08]
["2004-02-18",3212.96,null,null,103.05]
["2004-02-17",3211.66,null,null,102.84]
["2004-02-16",3211.25,null,null,102.38]
["2004-02-15",3211.13,null,null,102.01]
["2004-02-14",3211.03,null,null,101.93]
["2004-02-13",3210.95,null,null,101.88]
["2004-02-12",3210.92,null,null,102.11]
["2004-02-11",3210.85,null,null,100.76]
["2004-02-10",3210.78,null,null,95.14]
["2004-02-09",3210.71,null,null,94.89]
["2004-02-08",3210.58,null,null,94.86]
["2004-02-07",3210.46,null,null,94.86]
["2004-02-06",3210.31,null,null,87.77]
["2004-02-05",3210.22,null,null,74.819999999999993]
["2004-02-04",3210.02,null,null,74.81]
["2004-02-03",3209.82,null,null,74.83]
["2004-02-02",3209.49,null,null,74.849999999999994]
["2004-02-01",3209.16,null,null,74.81]
["2004-01-31",3208.86,null,null,74.81]
["2004-01-30",3208.37,null,null,74.790000000000006]
["2004-01-29",3208.05,null,null,74.7]
["2004-01-28",3207.94,null,null,74.28]
["2004-01-27",3207.83,null,null,74.08]
["2004-01-26",3207.66,null,null,73.77]
["2004-01-25",3207.57,null,null,73.709999999999994]
["2004-01-24",3207.5,null,null,73.959999999999994]
["2004-01-23",3207.42,null,null,73.92]
["2004-01-22",3207.37,null,null,73.739999999999995]
["2004-01-21",3207.3,null,null,73.849999999999994]
["2004-01-20",3207.2,null,null,73.66]
["2004-01-19",3207.13,null,null,74.13]
["2004-01-18",3207.03,null,null,74.8]
["2004-01-17",3206.97,null,null,74.709999999999994]
["2004-01-16",3206.88,null,null,74.75]
["2004-01-15",3206.77,null,null,74.400000000000006]
["2004-01-14",3206.64,null,null,73.98]
["2004-01-13",3206.46,null,null,73.69]
["2004-01-12",3206.27,null,null,73.650000000000006]
["2004-01-11",3206.13,null,null,73.650000000000006]
["2004-01-10",3206.11,null,null,73.650000000000006]
["2004-01-09",3206.1,null,null,73.66]
["2004-01-08",3206.1,null,null,73.66]
["2004-01-07",3206.1,null,null,73.650000000000006]
["2004-01-06",3206.12,null,null,73.650000000000006]
["2004-01-05",3206.14,null,null,73.650000000000006]
["2004-01-04",3206.17,null,null,73.73]
["2004-01-03",3206.21,null,null,73.650000000000006]
["2004-01-02",3206.22,null,null,73.650000000000006]
["2004-01-01",3206.16,null,null,73.91]
["2003-12-31",3206.22,null,null,73.650000000000006]
["2003-12-30",3206.22,null,null,73.680000000000007]
["2003-12-29",3206.22,null,null,73.87]
["2003-12-28",3206.13,null,null,73.77]
["2003-12-27",3206.11,null,null,73.650000000000006]
["2003-12-26",3206.22,null,null,73.650000000000006]
["2003-12-25",3206.19,null,null,73.650000000000006]
["2003-12-24",3206.23,null,null,73.739999999999995]
["2003-12-23",3206.28,null,null,73.819999999999993]
["2003-12-22",3206.31,null,null,73.680000000000007]
["2003-12-21",3206.21,null,null,73.650000000000006]
["2003-12-20",3206.21,null,null,73.650000000000006]
["2003-12-19",3206.21,null,null,73.72]
["2003-12-18",3206.12,null,null,73.650000000000006]
["2003-12-17",3206.12,null,null,73.650000000000006]
["2003-12-16",3206.12,null,null,73.650000000000006]
["2003-12-15",3206.12,null,null,69.23]
["2003-12-14",3206,null,null,62.56]
["2003-12-13",3205.98,null,null,62.57]
["2003-12-12",3205.98,null,null,64.23]
["2003-12-11",3205.95,null,null,67.98]
["2003-12-10",3205.95,null,null,67.98]
["2003-12-09",3205.95,null,null,67.98]
["2003-12-08",3205.95,null,null,67.98]
["2003-12-07",3205.95,null,null,67.98]
["2003-12-06",3205.95,null,null,68]
["2003-12-05",3205.95,null,null,68]
["2003-12-04",3205.92,null,null,68]
["2003-12-03",3205.92,null,null,67.98]
["2003-12-02",3205.87,null,null,67.98]
["2003-12-01",3205.86,null,null,67.98]
["2003-11-30",3205.86,null,null,68]
["2003-11-29",3205.85,null,null,67.989999999999995]
["2003-11-28",3205.85,null,null,68.010000000000005]
["2003-11-27",3205.87,null,null,67.98]
["2003-11-26",3205.9,null,null,67.98]
["2003-11-25",3205.9,null,null,67.98]
["2003-11-24",3205.91,null,null,67.98]
["2003-11-23",3205.91,null,null,67.98]
["2003-11-22",3205.92,null,null,67.98]
["2003-11-21",3205.92,null,null,67.98]
["2003-11-20",3205.98,null,null,67.98]
["2003-11-19",3205.98,null,null,68.05]
["2003-11-18",3206,null,null,67.98]
["2003-11-17",3206.04,null,null,67.98]
["2003-11-16",3206.04,null,null,67.98]
["2003-11-15",3206.05,null,null,67.98]
["2003-11-14",3206.05,null,null,67.98]
["2003-11-13",3206.05,null,null,67.98]
["2003-11-12",3206.05,null,null,67.98]
["2003-11-11",3206.13,null,null,68.05]
["2003-11-10",3206.14,null,null,68]
["2003-11-09",3206.14,null,null,67.98]
["2003-11-08",3206.14,null,null,68.09]
["2003-11-07",3206.16,null,null,68.010000000000005]
["2003-11-06",3206.2,null,null,68]
["2003-11-05",3206.25,null,null,67.98]
["2003-11-04",3206.27,null,null,67.98]
["2003-11-03",3206.31,null,null,68.91]
["2003-11-02",3206.33,null,null,69.09]
["2003-11-01",3206.35,null,null,68.790000000000006]
["2003-10-31",3206.4,null,null,69.03]
["2003-10-30",3206.45,null,null,69.09]
["2003-10-29",3206.49,null,null,69.09]
["2003-10-28",3206.58,null,null,69.09]
["2003-10-27",3206.62,null,null,69.09]
["2003-10-26",3206.68,null,null,69.09]
["2003-10-25",3206.73,null,null,69.09]
["2003-10-24",3206.77,null,null,69.09]
["2003-10-23",3206.82,null,null,69.09]
["2003-10-22",3206.87,null,null,69.09]
["2003-10-21",3206.92,null,null,69.09]
["2003-10-20",3206.94,null,null,68.28]
["2003-10-19",3207,null,null,66.87]
["2003-10-18",3207.04,null,null,66.84]
["2003-10-17",3207.07,null,null,66.67]
["2003-10-16",3207.12,null,null,66.73]
["2003-10-15",3207.14,null,null,70.819999999999993]
["2003-10-14",3207.12,null,null,89.58]
["2003-10-13",3207.19,null,null,128.49]
["2003-10-12",3207.34,null,null,167.98]
["2003-10-11",3207.53,null,null,167.98]
["2003-10-10",3207.69,null,null,167.98]
["2003-10-09",3207.86,null,null,167.98]
["2003-10-08",3208.09,null,null,167.98]
["2003-10-07",3208.28,null,null,167.98]
["2003-10-06",3208.47,null,null,167.98]
["2003-10-05",3208.64,null,null,167.98]
["2003-10-04",3208.79,null,null,167.98]
["2003-10-03",3208.96,null,null,167.98]
["2003-10-02",3209.14,null,null,167.98]
["2003-10-01",3209.27,null,null,167.98]
["2003-09-30",3209.5,null,null,170]
["2003-09-29",3209.66,null,null,170]
["2003-09-28",3209.84,null,null,170]
["2003-09-27",3209.99,null,null,170]
["2003-09-26",3210.16,null,null,171]
["2003-09-25",3210.34,null,null,172]
["2003-09-24",3210.52,null,null,172]
["2003-09-23",3210.68,null,null,172]
["2003-09-22",3210.87,null,null,172]
["2003-09-21",3211.02,null,null,172]
["2003-09-20",3211.21,null,null,172]
["2003-09-19",3211.36,null,null,172]
["2003-09-18",3211.51,null,null,172]
["2003-09-17",3211.72,null,null,174]
["2003-09-16",3211.88,null,null,177]
["2003-09-15",3212.09,null,null,177]
["2003-09-14",3212.27,null,null,177]
["2003-09-13",3212.42,null,null,177]
["2003-09-12",3212.61,null,null,177]
["2003-09-11",3212.79,null,null,177]
["2003-09-10",3212.99,null,null,184]
["2003-09-09",3213.18,null,null,203]
["2003-09-08",3213.35,null,null,218]
["2003-09-07",3213.6,null,null,218]
["2003-09-06",3213.85,null,null,218]
["2003-09-05",3214.06,null,null,218]
["2003-09-04",3214.3,null,null,218]
["2003-09-03",3214.51,null,null,218]
["2003-09-02",3214.67,null,null,218]
["2003-09-01",3215.06,null,null,218]
["2003-08-31",3215.1,null,null,218]
["2003-08-30",3215.28,null,null,217]
["2003-08-29",3215.48,null,null,219]
["2003-08-28",3215.72,null,null,222]
["2003-08-27",3215.95,null,null,222]
["2003-08-26",3216.13,null,null,222]
["2003-08-25",3216.46,null,null,222]
["2003-08-24",3216.6,null,null,222]
["2003-08-23",3216.82,null,null,223]
["2003-08-22",3217.05,null,null,224]
["2003-08-21",3217.27,null,null,224]
["2003-08-20",3217.5,null,null,224]
["2003-08-19",3217.73,null,null,224]
["2003-08-18",3217.89,null,null,224]
["2003-08-17",3218.09,null,null,224]
["2003-08-16",3218.31,null,null,224]
["2003-08-15",3218.53,null,null,224]
["2003-08-14",3218.75,null,null,224]
["2003-08-13",3218.94,null,null,224]
["2003-08-12",3219.15,null,null,224]
["2003-08-11",3219.37,null,null,224]
["2003-08-10",3219.62,null,null,224]
["2003-08-09",3219.88,null,null,224]
["2003-08-08",3220.05,null,null,224]
["2003-08-07",3220.25,null,null,224]
["2003-08-06",3220.46,null,null,224]
["2003-08-05",3220.67,null,null,224]
["2003-08-04",3220.88,null,null,225]
["2003-08-03",3221.08,null,null,226]
["2003-08-02",3221.27,null,null,226]
["2003-08-01",3221.5,null,null,226]
["2003-07-31",3221.72,null,null,226]
["2003-07-30",3221.98,null,null,226]
["2003-07-29",3222.18,null,null,226]
["2003-07-28",3222.36,null,null,226]
["2003-07-27",3222.57,null,null,226]
["2003-07-26",3222.77,null,null,226]
["2003-07-25",3222.98,null,null,226]
["2003-07-24",3223.24,null,null,226]
["2003-07-23",3223.46,null,null,226]
["2003-07-22",3223.68,null,null,226]
["2003-07-21",3223.87,null,null,226]
["2003-07-20",3224.07,null,null,226]
["2003-07-19",3224.23,null,null,226]
["2003-07-18",3224.38,null,null,226]
["2003-07-17",3224.55,null,null,226]
["2003-07-16",3224.75,null,null,226]
["2003-07-15",3224.92,null,null,226]
["2003-07-14",3225.11,null,null,226]
["2003-07-13",3225.28,null,null,227]
["2003-07-12",3225.49,null,null,228]
["2003-07-11",3225.72,null,null,228]
["2003-07-10",3225.89,null,null,225]
["2003-07-09",3226.12,null,null,221]
["2003-07-08",3226.31,null,null,222]
["2003-07-07",3226.5,null,null,222]
["2003-07-06",3226.67,null,null,222]
["2003-07-05",3226.85,null,null,222]
["2003-07-04",3227.02,null,null,222]
["2003-07-03",3227.19,null,null,222]
["2003-07-02",3227.36,null,null,222]
["2003-07-01",3227.49,null,null,222]
["2003-06-30",3227.7,null,null,222]
["2003-06-29",3227.94,null,null,222]
["2003-06-28",3228.1,null,null,222]
["2003-06-27",3228.27,null,null,222]
["2003-06-26",3228.45,null,null,222]
["2003-06-25",3228.59,null,null,222]
["2003-06-24",3228.76,null,null,222]
["2003-06-23",3228.93,null,null,222]
["2003-06-22",3229.14,null,null,222]
["2003-06-21",3229.31,null,null,223]
["2003-06-20",3229.55,null,null,224]
["2003-06-19",3229.7,null,null,225]
["2003-06-18",3229.94,null,null,226]
["2003-06-17",3230.07,null,null,226]
["2003-06-16",3230.27,null,null,226]
["2003-06-15",3230.4,null,null,226]
["2003-06-14",3230.58,null,null,226]
["2003-06-13",3230.76,null,null,226]
["2003-06-12",3230.94,null,null,226]
["2003-06-11",3231.14,null,null,226]
["2003-06-10",3231.31,null,null,226]
["2003-06-09",3231.47,null,null,226]
["2003-06-08",3231.69,null,null,226]
["2003-06-07",3231.87,null,null,226]
["2003-06-06",3231.98,null,null,226]
["2003-06-05",3232.14,null,null,226]
["2003-06-04",3232.24,null,null,226]
["2003-06-03",3232.4,null,null,226]
["2003-06-02",3232.47,null,null,226]
["2003-06-01",3232.55,null,null,226]
["2003-05-31",3232.56,null,null,226]
["2003-05-30",3232.7,null,null,226]
["2003-05-29",3232.79,null,null,226]
["2003-05-28",3232.91,null,null,226]
["2003-05-27",3232.99,null,null,226]
["2003-05-26",3233.06,null,null,226]
["2003-05-25",3233.12,null,null,227]
["2003-05-24",3233.2,null,null,227]
["2003-05-23",3233.27,null,null,226]
["2003-05-22",3233.33,null,null,226]
["2003-05-21",3233.39,null,null,226]
["2003-05-20",3233.4,null,null,226]
["2003-05-19",3233.4,null,null,222]
["2003-05-18",3233.43,null,null,215]
["2003-05-17",3233.43,null,null,215]
["2003-05-16",3233.43,null,null,215]
["2003-05-15",3233.43,null,null,212]
["2003-05-14",3233.4,null,null,211]
["2003-05-13",3233.31,null,null,204]
["2003-05-12",3233.13,null,null,189]
["2003-05-11",3232.87,null,null,189]
["2003-05-10",3232.81,null,null,189]
["2003-05-09",3232.78,null,null,189]
["2003-05-08",3232.74,null,null,189]
["2003-05-07",3232.7,null,null,175]
["2003-05-06",3232.56,null,null,143]
["2003-05-05",3232.4,null,null,143]
["2003-05-04",3232.26,null,null,143]
["2003-05-03",3232.14,null,null,143]
["2003-05-02",3232.02,null,null,135]
["2003-05-01",3231.88,null,null,116]
["2003-04-30",3231.7,null,null,116]
["2003-04-29",3231.46,null,null,115]
["2003-04-28",3231.23,null,null,115]
["2003-04-27",3231.07,null,null,115]
["2003-04-26",3230.86,null,null,115]
["2003-04-25",3230.67,null,null,115]
["2003-04-24",3230.5,null,null,127]
["2003-04-23",3230.37,null,null,138]
["2003-04-22",3230.27,null,null,138]
["2003-04-21",3230.24,null,null,138]
["2003-04-20",3230.14,null,null,138]
["2003-04-19",3230.06,null,null,138]
["2003-04-18",3229.87,null,null,138]
["2003-04-17",3229.79,null,null,138]
["2003-04-16",3229.66,null,null,138]
["2003-04-15",3229.44,null,null,138]
["2003-04-14",3229.26,null,null,138]
["2003-04-13",3229.1,null,null,133]
["2003-04-12",3228.91,null,null,108]
["2003-04-11",3228.68,null,null,79]
["2003-04-10",3228.41,null,null,71]
["2003-04-09",3228.14,null,null,70]
["2003-04-08",3227.81,null,null,71]
["2003-04-07",3227.53,null,null,70]
["2003-04-06",3227.21,null,null,70]
["2003-04-05",3226.96,null,null,70]
["2003-04-04",3226.69,null,null,70]
["2003-04-03",3226.39,null,null,70]
["2003-04-02",3226.1,null,null,70]
["2003-04-01",3225.68,null,null,70]
["2003-03-31",3225.27,null,null,69]
["2003-03-30",3224.92,null,null,69]
["2003-03-29",3224.58,null,null,69]
["2003-03-28",3224.11,null,null,69]
["2003-03-27",3223.6,null,null,69]
["2003-03-26",3222.91,null,null,69]
["2003-03-25",3222.26,null,null,69]
["2003-03-24",3221.83,null,null,69]
["2003-03-23",3221.3,null,null,69]
["2003-03-22",3220.66,null,null,68]
["2003-03-21",3220.32,null,null,68]
["2003-03-20",3220.02,null,null,68]
["2003-03-19",3219.71,null,null,68]
["2003-03-18",3219.34,null,null,68]
["2003-03-17",3218.82,null,null,68]
["2003-03-16",3218.11,null,null,68]
["2003-03-15",3217.2,null,null,67]
["2003-03-14",3216.39,null,null,67]
["2003-03-13",3215.75,null,null,67]
["2003-03-12",3215.44,null,null,67]
["2003-03-11",3215.11,null,null,67]
["2003-03-10",3214.86,null,null,66]
["2003-03-09",3214.8,null,null,66]
["2003-03-08",3214.74,null,null,66]
["2003-03-07",3214.68,null,null,66]
["2003-03-06",3214.63,null,null,66]
["2003-03-05",3214.59,null,null,66]
["2003-03-04",3214.55,null,null,66]
["2003-03-03",3214.5,null,null,66]
["2003-03-02",3214.45,null,null,66]
["2003-03-01",3214.4,null,null,66]
["2003-02-28",3214.35,null,null,66]
["2003-02-27",3214.32,null,null,66]
["2003-02-26",3214.26,null,null,66]
["2003-02-25",3214.2,null,null,66]
["2003-02-24",3214.1,null,null,66]
["2003-02-23",3214,null,null,66]
["2003-02-22",3213.86,null,null,66]
["2003-02-21",3213.74,null,null,66]
["2003-02-20",3213.6,null,null,66]
["2003-02-19",3213.46,null,null,66]
["2003-02-18",3213.3,null,null,66]
["2003-02-17",3213.08,null,null,66]
["2003-02-16",3212.9,null,null,66]
["2003-02-15",3212.76,null,null,65]
["2003-02-14",3212.62,null,null,65]
["2003-02-13",3212.5,null,null,65]
["2003-02-12",3212.38,null,null,65]
["2003-02-11",3212.29,null,null,65]
["2003-02-10",3212.19,null,null,65]
["2003-02-09",3212.07,null,null,65]
["2003-02-08",3211.92,null,null,65]
["2003-02-07",3211.77,null,null,66]
["2003-02-06",3211.56,null,null,66]
["2003-02-05",3211.37,null,null,66]
["2003-02-04",3211.02,null,null,66]
["2003-02-03",3210.47,null,null,66]
["2003-02-02",3209.65,null,null,66]
["2003-02-01",3208.32,null,null,66]
["2003-01-31",3206.22,null,null,65]
["2003-01-30",3204.88,null,null,65]
["2003-01-29",3204.42,null,null,65]
["2003-01-28",3203.9,null,null,65]
["2003-01-27",3203.09,null,null,65]
["2003-01-26",3202.09,null,null,65]
["2003-01-25",3201.55,null,null,65]
["2003-01-24",3201.34,null,null,65]
["2003-01-23",3201.15,null,null,65]
["2003-01-22",3201.08,null,null,65]
["2003-01-21",3201.01,null,null,65]
["2003-01-20",3200.94,null,null,65]
["2003-01-19",3200.88,null,null,65]
["2003-01-18",3200.82,null,null,65]
["2003-01-17",3200.74,null,null,65]
["2003-01-16",3200.55,null,null,65]
["2003-01-15",3200.35,null,null,65]
["2003-01-14",3200.08,null,null,64]
["2003-01-13",3199.94,null,null,64]
["2003-01-12",3199.91,null,null,64]
["2003-01-11",3199.9,null,null,64]
["2003-01-10",3199.9,null,null,64]
["2003-01-09",3199.76,null,null,64]
["2003-01-08",3199.76,null,null,64]
["2003-01-07",3199.76,null,null,64]
["2003-01-06",3199.76,null,null,64]
["2003-01-05",3199.54,null,null,64]
["2003-01-04",3199.47,null,null,64]
["2003-01-03",3199.42,null,null,64]
["2003-01-02",3199.39,null,null,64]
["2003-01-01",3199.36,null,null,64]
["2002-12-31",3199.34,null,null,64]
["2002-12-30",3199.32,null,null,64]
["2002-12-29",3199.27,null,null,64]
["2002-12-28",3199.25,null,null,64]
["2002-12-27",3199.25,null,null,64]
["2002-12-26",3199.24,null,null,64]
["2002-12-25",3199.24,null,null,64]
["2002-12-24",3199.28,null,null,64]
["2002-12-23",3199.28,null,null,64]
["2002-12-22",3199.28,null,null,64]
["2002-12-21",3199.28,null,null,64]
["2002-12-20",3199.28,null,null,64]
["2002-12-19",3199.26,null,null,64]
["2002-12-18",3199.26,null,null,64]
["2002-12-17",3199.26,null,null,64]
["2002-12-16",3199.26,null,null,64]
["2002-12-15",3199.28,null,null,64]
["2002-12-14",3199.27,null,null,64]
["2002-12-13",3199.3,null,null,64]
["2002-12-12",3199.34,null,null,64]
["2002-12-11",3199.34,null,null,64]
["2002-12-10",3199.34,null,null,64]
["2002-12-09",3199.35,null,null,64]
["2002-12-08",3199.4,null,null,64]
["2002-12-07",3199.4,null,null,64]
["2002-12-06",3199.4,null,null,64]
["2002-12-05",3199.4,null,null,64]
["2002-12-04",3199.41,null,null,64]
["2002-12-03",3199.41,null,null,64]
["2002-12-02",3199.45,null,null,64]
["2002-12-01",3199.45,null,null,64]
["2002-11-30",3199.46,null,null,64]
["2002-11-29",3199.56,null,null,65]
["2002-11-28",3199.58,null,null,65]
["2002-11-27",3199.59,null,null,65]
["2002-11-26",3199.61,null,null,65]
["2002-11-25",3199.65,null,null,66]
["2002-11-24",3199.66,null,null,66]
["2002-11-23",3199.66,null,null,66]
["2002-11-22",3199.66,null,null,66]
["2002-11-21",3199.67,null,null,66]
["2002-11-20",3199.67,null,null,66]
["2002-11-19",3199.67,null,null,66]
["2002-11-18",3199.67,null,null,65]
["2002-11-17",3199.67,null,null,65]
["2002-11-16",3199.67,null,null,65]
["2002-11-15",3199.68,null,null,65]
["2002-11-14",3199.68,null,null,66]
["2002-11-13",3199.68,null,null,65]
["2002-11-12",3199.7,null,null,65]
["2002-11-11",3199.71,null,null,65]
["2002-11-10",3199.71,null,null,66]
["2002-11-09",3199.71,null,null,66]
["2002-11-08",3199.71,null,null,66]
["2002-11-07",3199.76,null,null,65]
["2002-11-06",3199.81,null,null,65]
["2002-11-05",3199.84,null,null,65]
["2002-11-04",3199.86,null,null,65]
["2002-11-03",3199.86,null,null,65]
["2002-11-02",3199.91,null,null,65]
["2002-11-01",3199.97,null,null,65]
["2002-10-31",3199.97,null,null,65]
["2002-10-30",3200.04,null,null,65]
["2002-10-29",3200.06,null,null,66]
["2002-10-28",3200.07,null,null,64]
["2002-10-27",3200.11,null,null,62]
["2002-10-26",3200.12,null,null,62]
["2002-10-25",3200.24,null,null,74]
["2002-10-24",3200.28,null,null,74]
["2002-10-23",3200.34,null,null,74]
["2002-10-22",3200.39,null,null,74]
["2002-10-21",3200.44,null,null,74]
["2002-10-20",3200.48,null,null,74]
["2002-10-19",3200.55,null,null,74]
["2002-10-18",3200.55,null,null,80]
["2002-10-17",3200.65,null,null,87]
["2002-10-16",3200.7,null,null,102]
["2002-10-15",3200.78,null,null,120]
["2002-10-14",3200.89,null,null,141]
["2002-10-13",3201.05,null,null,150]
["2002-10-12",3201.18,null,null,150]
["2002-10-11",3201.32,null,null,150]
["2002-10-10",3201.47,null,null,151]
["2002-10-09",3201.66,null,null,153]
["2002-10-08",3201.85,null,null,155]
["2002-10-07",3202.01,null,null,155]
["2002-10-06",3202.18,null,null,155]
["2002-10-05",3202.32,null,null,155]
["2002-10-04",3202.45,null,null,161]
["2002-10-03",3202.68,null,null,173]
["2002-10-02",3202.8,null,null,175]
["2002-10-01",3203,null,null,175]
["2002-09-30",3203.18,null,null,176]
["2002-09-29",3203.35,null,null,176]
["2002-09-28",3203.61,null,null,175]
["2002-09-27",3203.79,null,null,176]
["2002-09-26",3204,null,null,177]
["2002-09-25",3204.21,null,null,177]
["2002-09-24",3204.4,null,null,177]
["2002-09-23",3204.61,null,null,177]
["2002-09-22",3204.81,null,null,177]
["2002-09-21",3205,null,null,177]
["2002-09-20",3205.22,null,null,177]
["2002-09-19",3205.43,null,null,180]
["2002-09-18",3205.6,null,null,183]
["2002-09-17",3205.79,null,null,183]
["2002-09-16",3205.98,null,null,183]
["2002-09-15",3206.23,null,null,183]
["2002-09-14",3206.44,null,null,183]
["2002-09-13",3206.63,null,null,183]
["2002-09-12",3206.8,null,null,183]
["2002-09-11",3207,null,null,183]
["2002-09-10",3207.21,null,null,183]
["2002-09-09",3207.38,null,null,183]
["2002-09-08",3207.58,null,null,183]
["2002-09-07",3207.77,null,null,183]
["2002-09-06",3207.98,null,null,183]
["2002-09-05",3208.2,null,null,183]
["2002-09-04",3208.42,null,null,190]
["2002-09-03",3208.66,null,null,202]
["2002-09-02",3208.88,null,null,205]
["2002-09-01",3209.1,null,null,205]
["2002-08-31",3209.3,null,null,205]
["2002-08-30",3209.57,null,null,205]
["2002-08-29",3209.78,null,null,205]
["2002-08-28",3210.01,null,null,206]
["2002-08-27",3210.19,null,null,207]
["2002-08-26",3210.41,null,null,208]
["2002-08-25",3210.59,null,null,209]
["2002-08-24",3210.79,null,null,209]
["2002-08-23",3211,null,null,209]
["2002-08-22",3211.26,null,null,209]
["2002-08-21",3211.45,null,null,210]
["2002-08-20",3211.66,null,null,211]
["2002-08-19",3211.92,null,null,211]
["2002-08-18",3212.16,null,null,211]
["2002-08-17",3212.38,null,null,211]
["2002-08-16",3212.61,null,null,211]
["2002-08-15",3212.83,null,null,211]
["2002-08-14",3213.09,null,null,211]
["2002-08-13",3213.28,null,null,211]
["2002-08-12",3213.46,null,null,211]
["2002-08-11",3213.7,null,null,211]
["2002-08-10",3213.94,null,null,212]
["2002-08-09",3214.14,null,null,213]
["2002-08-08",3214.32,null,null,213]
["2002-08-07",3214.55,null,null,213]
["2002-08-06",3214.7,null,null,213]
["2002-08-05",3214.92,null,null,213]
["2002-08-04",3215.13,null,null,213]
["2002-08-03",3215.35,null,null,213]
["2002-08-02",3215.58,null,null,213]
["2002-08-01",3215.82,null,null,213]
["2002-07-31",3216.04,null,null,213]
["2002-07-30",3216.29,null,null,213]
["2002-07-29",3216.53,null,null,214]
["2002-07-28",3216.7,null,null,215]
["2002-07-27",3216.92,null,null,215]
["2002-07-26",3217.18,null,null,215]
["2002-07-25",3217.42,null,null,215]
["2002-07-24",3217.66,null,null,215]
["2002-07-23",3217.83,null,null,215]
["2002-07-22",3218.01,null,null,215]
["2002-07-21",3218.17,null,null,215]
["2002-07-20",3218.38,null,null,215]
["2002-07-19",3218.58,null,null,215]
["2002-07-18",3218.79,null,null,215]
["2002-07-17",3219.08,null,null,216]
["2002-07-16",3219.27,null,null,217]
["2002-07-15",3219.46,null,null,217]
["2002-07-14",3219.68,null,null,217]
["2002-07-13",3219.93,null,null,217]
["2002-07-12",3220.09,null,null,217]
["2002-07-11",3220.36,null,null,217]
["2002-07-10",3220.53,null,null,217]
["2002-07-09",3220.71,null,null,217]
["2002-07-08",3220.88,null,null,217]
["2002-07-07",3221.08,null,null,218]
["2002-07-06",3221.22,null,null,218]
["2002-07-05",3221.35,null,null,218]
["2002-07-04",3221.56,null,null,218]
["2002-07-03",3221.76,null,null,218]
["2002-07-02",3222,null,null,218]
["2002-07-01",3222.16,null,null,218]
["2002-06-30",3222.35,null,null,219]
["2002-06-29",3222.56,null,null,219]
["2002-06-28",3222.73,null,null,219]
["2002-06-27",3222.98,null,null,219]
["2002-06-26",3223.22,null,null,219]
["2002-06-25",3223.39,null,null,219]
["2002-06-24",3223.54,null,null,220]
["2002-06-23",3223.73,null,null,220]
["2002-06-22",3223.87,null,null,220]
["2002-06-21",3224.03,null,null,220]
["2002-06-20",3224.23,null,null,220]
["2002-06-19",3224.38,null,null,220]
["2002-06-18",3224.49,null,null,220]
["2002-06-17",3224.7,null,null,220]
["2002-06-16",3224.87,null,null,220]
["2002-06-15",3225.09,null,null,220]
["2002-06-14",3225.24,null,null,220]
["2002-06-13",3225.41,null,null,220]
["2002-06-12",3225.56,null,null,220]
["2002-06-11",3225.7,null,null,220]
["2002-06-10",3225.82,null,null,220]
["2002-06-09",3225.99,null,null,220]
["2002-06-08",3226.18,null,null,220]
["2002-06-07",3226.38,null,null,221]
["2002-06-06",3226.63,null,null,221]
["2002-06-05",3226.82,null,null,221]
["2002-06-04",3226.98,null,null,222]
["2002-06-03",3227.15,null,null,222]
["2002-06-02",3227.28,null,null,222]
["2002-06-01",3227.45,null,null,222]
["2002-05-31",3227.57,null,null,222]
["2002-05-30",3227.72,null,null,222]
["2002-05-29",3227.88,null,null,222]
["2002-05-28",3228.03,null,null,222]
["2002-05-27",3228.14,null,null,222]
["2002-05-26",3228.26,null,null,222]
["2002-05-25",3228.36,null,null,223]
["2002-05-24",3228.52,null,null,222]
["2002-05-23",3228.66,null,null,222]
["2002-05-22",3228.77,null,null,223]
["2002-05-21",3228.92,null,null,224]
["2002-05-20",3229.04,null,null,224]
["2002-05-19",3229.18,null,null,224]
["2002-05-18",3229.35,null,null,224]
["2002-05-17",3229.51,null,null,224]
["2002-05-16",3229.68,null,null,224]
["2002-05-15",3229.74,null,null,224]
["2002-05-14",3229.91,null,null,224]
["2002-05-13",3230.02,null,null,224]
["2002-05-12",3230.16,null,null,224]
["2002-05-11",3230.25,null,null,224]
["2002-05-10",3230.35,null,null,224]
["2002-05-09",3230.43,null,null,224]
["2002-05-08",3230.52,null,null,225]
["2002-05-07",3230.7,null,null,226]
["2002-05-06",3230.79,null,null,226]
["2002-05-05",3230.92,null,null,226]
["2002-05-04",3230.99,null,null,226]
["2002-05-03",3231.11,null,null,226]
["2002-05-02",3231.22,null,null,225]
["2002-05-01",3231.28,null,null,224]
["2002-04-30",3231.32,null,null,224]
["2002-04-29",3231.38,null,null,224]
["2002-04-28",3231.38,null,null,224]
["2002-04-27",3231.38,null,null,224]
["2002-04-26",3231.38,null,null,224]
["2002-04-25",3231.34,null,null,207]
["2002-04-24",3231.28,null,null,183]
["2002-04-23",3231.23,null,null,171]
["2002-04-22",3231.15,null,null,148]
["2002-04-21",3230.97,null,null,148]
["2002-04-20",3230.82,null,null,148]
["2002-04-19",3230.58,null,null,148]
["2002-04-18",3230.3,null,null,148]
["2002-04-17",3229.82,null,null,148]
["2002-04-16",3229.46,null,null,148]
["2002-04-15",3228.88,null,null,148]
["2002-04-14",3228.06,null,null,148]
["2002-04-13",3227.42,null,null,147]
["2002-04-12",3226.88,null,null,147]
["2002-04-11",3226.33,null,null,147]
["2002-04-10",3225.76,null,null,146]
["2002-04-09",3225.13,null,null,145]
["2002-04-08",3224.62,null,null,145]
["2002-04-07",3223.94,null,null,145]
["2002-04-06",3223.24,null,null,144]
["2002-04-05",3222.37,null,null,143]
["2002-04-04",3221.46,null,null,142]
["2002-04-03",3220.53,null,null,142]
["2002-04-02",3219.49,null,null,142]
["2002-04-01",3218.3,null,null,141]
["2002-03-31",3217.22,null,null,81]
["2002-03-30",3216.06,null,null,66]
["2002-03-29",3214.98,null,null,66]
["2002-03-28",3213.97,null,null,65]
["2002-03-27",3213.05,null,null,65]
["2002-03-26",3212.16,null,null,65]
["2002-03-25",3211.42,null,null,65]
["2002-03-24",3210.81,null,null,65]
["2002-03-23",3210.17,null,null,64]
["2002-03-22",3209.77,null,null,64]
["2002-03-21",3209.45,null,null,64]
["2002-03-20",3209.22,null,null,64]
["2002-03-19",3209.03,null,null,64]
["2002-03-18",3208.86,null,null,64]
["2002-03-17",3208.67,null,null,64]
["2002-03-16",3208.46,null,null,64]
["2002-03-15",3208.27,null,null,63]
["2002-03-14",3208.05,null,null,63]
["2002-03-13",3207.63,null,null,63]
["2002-03-12",3207.26,null,null,63]
["2002-03-11",3206.97,null,null,63]
["2002-03-10",3206.81,null,null,63]
["2002-03-09",3206.62,null,null,63]
["2002-03-08",3206.46,null,null,63]
["2002-03-07",3206.28,null,null,63]
["2002-03-06",3206.02,null,null,63]
["2002-03-05",3205.86,null,null,63]
["2002-03-04",3205.67,null,null,63]
["2002-03-03",3205.55,null,null,63]
["2002-03-02",3205.41,null,null,63]
["2002-03-01",3205.23,null,null,63]
["2002-02-28",3205,null,null,63]
["2002-02-27",3204.68,null,null,63]
["2002-02-26",3204.35,null,null,63]
["2002-02-25",3203.96,null,null,63]
["2002-02-24",3203.46,null,null,62]
["2002-02-23",3202.87,null,null,62]
["2002-02-22",3202.51,null,null,62]
["2002-02-21",3202.27,null,null,62]
["2002-02-20",3202.11,null,null,62]
["2002-02-19",3202,null,null,62]
["2002-02-18",3201.93,null,null,62]
["2002-02-17",3201.85,null,null,62]
["2002-02-16",3201.8,null,null,62]
["2002-02-15",3201.74,null,null,62]
["2002-02-14",3201.66,null,null,62]
["2002-02-13",3201.62,null,null,62]
["2002-02-12",3201.59,null,null,62]
["2002-02-11",3201.51,null,null,62]
["2002-02-10",3201.48,null,null,62]
["2002-02-09",3201.41,null,null,61]
["2002-02-08",3201.35,null,null,62]
["2002-02-07",3201.28,null,null,61]
["2002-02-06",3201.24,null,null,61]
["2002-02-05",3201.17,null,null,61]
["2002-02-04",3201.14,null,null,61]
["2002-02-03",3201.11,null,null,61]
["2002-02-02",3201.07,null,null,61]
["2002-02-01",3201.01,null,null,61]
["2002-01-31",3200.94,null,null,61]
["2002-01-30",3200.86,null,null,60]
["2002-01-29",3200.82,null,null,60]
["2002-01-28",3200.81,null,null,61]
["2002-01-27",3200.8,null,null,61]
["2002-01-26",3200.72,null,null,61]
["2002-01-25",3200.6,null,null,61]
["2002-01-24",3200.5,null,null,60]
["2002-01-23",3200.39,null,null,60]
["2002-01-22",3200.33,null,null,60]
["2002-01-21",3200.15,null,null,59]
["2002-01-20",3200.05,null,null,59]
["2002-01-19",3199.91,null,null,59]
["2002-01-18",3199.81,null,null,59]
["2002-01-17",3199.65,null,null,59]
["2002-01-16",3199.54,null,null,59]
["2002-01-15",3199.38,null,null,59]
["2002-01-14",3199.15,null,null,59]
["2002-01-13",3198.88,null,null,59]
["2002-01-12",3198.52,null,null,59]
["2002-01-11",3198.06,null,null,59]
["2002-01-10",3197.4,null,null,62]
["2002-01-09",3196.57,null,null,62]
["2002-01-08",3195.26,null,null,62]
["2002-01-07",3193.52,null,null,62]
["2002-01-06",3192.39,null,null,62]
["2002-01-05",3192,null,null,61]
["2002-01-04",3191.54,null,null,61]
["2002-01-03",3190.78,null,null,60]
["2002-01-02",3190.04,null,null,60]
["2002-01-01",3189.85,null,null,60]
["2001-12-31",3189.66,null,null,60]
["2001-12-30",3189.54,null,null,60]
["2001-12-29",3189.46,null,null,60]
["2001-12-28",3189.42,null,null,60]
["2001-12-27",3189.32,null,null,60]
["2001-12-26",3189.26,null,null,60]
["2001-12-25",3189.24,null,null,60]
["2001-12-24",3189.2,null,null,60]
["2001-12-23",3189.12,null,null,60]
["2001-12-22",3189.11,null,null,60]
["2001-12-21",3189.06,null,null,60]
["2001-12-20",3188.91,null,null,60]
["2001-12-19",3188.78,null,null,60]
["2001-12-18",3188.58,null,null,60]
["2001-12-17",3188.46,null,null,59]
["2001-12-16",3188.2,null,null,59]
["2001-12-15",3188.06,null,null,59]
["2001-12-14",3187.9,null,null,59]
["2001-12-13",3187.8,null,null,59]
["2001-12-12",3187.76,null,null,59]
["2001-12-11",3187.64,null,null,59]
["2001-12-10",3187.59,null,null,59]
["2001-12-09",3187.58,null,null,59]
["2001-12-08",3187.53,null,null,59]
["2001-12-07",3187.47,null,null,55]
["2001-12-06",3187.38,null,null,52]
["2001-12-05",3187.31,null,null,52]
["2001-12-04",3187.26,null,null,52]
["2001-12-03",3187.22,null,null,52]
["2001-12-02",3187.19,null,null,52]
["2001-12-01",3187.14,null,null,52]
["2001-11-30",3187.12,null,null,52]
["2001-11-29",3187.08,null,null,52]
["2001-11-28",3187.08,null,null,52]
["2001-11-27",3187.01,null,null,52]
["2001-11-26",3186.99,null,null,52]
["2001-11-25",3186.99,null,null,52]
["2001-11-24",3186.98,null,null,52]
["2001-11-23",3186.97,null,null,52]
["2001-11-22",3186.87,null,null,52]
["2001-11-21",3186.86,null,null,52]
["2001-11-20",3186.86,null,null,52]
["2001-11-19",3186.86,null,null,52]
["2001-11-18",3186.84,null,null,52]
["2001-11-17",3186.84,null,null,52]
["2001-11-16",3186.84,null,null,52]
["2001-11-15",3186.82,null,null,52]
["2001-11-14",3186.82,null,null,52]
["2001-11-13",3186.82,null,null,52]
["2001-11-12",3186.82,null,null,51]
["2001-11-11",3186.83,null,null,51]
["2001-11-10",3186.85,null,null,51]
["2001-11-09",3186.87,null,null,51]
["2001-11-08",3186.88,null,null,50]
["2001-11-07",3186.88,null,null,50]
["2001-11-06",3186.88,null,null,50]
["2001-11-05",3186.89,null,null,50]
["2001-11-04",3186.89,null,null,49]
["2001-11-03",3186.89,null,null,49]
["2001-11-02",3186.89,null,null,49]
["2001-11-01",3186.81,null,null,49]
["2001-10-31",3186.81,null,null,49]
["2001-10-30",3186.81,null,null,49]
["2001-10-29",3186.81,null,null,49]
["2001-10-28",3186.81,null,null,49]
["2001-10-27",3186.84,null,null,48]
["2001-10-26",3186.86,null,null,48]
["2001-10-25",3186.86,null,null,48]
["2001-10-24",3186.86,null,null,56]
["2001-10-23",3186.91,null,null,68]
["2001-10-22",3186.97,null,null,68]
["2001-10-21",3187.03,null,null,68]
["2001-10-20",3187.08,null,null,68]
["2001-10-19",3187.11,null,null,78]
["2001-10-18",3187.21,null,null,96]
["2001-10-17",3187.29,null,null,96]
["2001-10-16",3187.4,null,null,96]
["2001-10-15",3187.46,null,null,111]
["2001-10-14",3187.62,null,null,125]
["2001-10-13",3187.77,null,null,125]
["2001-10-12",3187.89,null,null,125]
["2001-10-11",3188.04,null,null,125]
["2001-10-10",3188.21,null,null,124]
["2001-10-09",3188.4,null,null,124]
["2001-10-08",3188.54,null,null,123]
["2001-10-07",3188.75,null,null,123]
["2001-10-06",3188.94,null,null,122]
["2001-10-05",3189.13,null,null,121]
["2001-10-04",3189.32,null,null,122]
["2001-10-03",3189.46,null,null,122]
["2001-10-02",3189.67,null,null,122]
["2001-10-01",3189.86,null,null,124]
["2001-09-30",3190.04,null,null,138.22]
["2001-09-29",3190.22,null,null,138.22]
["2001-09-28",3190.37,null,null,143.16999999999999]
["2001-09-27",3190.61,null,null,151.82]
["2001-09-26",3190.79,null,null,151.82]
["2001-09-25",3190.98,null,null,151.83000000000001]
["2001-09-24",3191.16,null,null,160.93]
["2001-09-23",3191.37,null,null,173.57]
["2001-09-22",3191.61,null,null,173.57]
["2001-09-21",3191.85,null,null,173.57]
["2001-09-20",3192.08,null,null,173.57]
["2001-09-19",3192.32,null,null,174.37]
["2001-09-18",3192.55,null,null,175.46]
["2001-09-17",3192.78,null,null,175.46]
["2001-09-16",3193,null,null,175.46]
["2001-09-15",3193.27,null,null,175.46]
["2001-09-14",3193.46,null,null,175.46]
["2001-09-13",3193.7,null,null,175.46]
["2001-09-12",3193.93,null,null,183.58]
["2001-09-11",3194.15,null,null,196.47]
["2001-09-10",3194.39,null,null,203.47]
["2001-09-09",3194.67,null,null,203.47]
["2001-09-08",3194.93,null,null,203.47]
["2001-09-07",3195.19,null,null,207.67]
["2001-09-06",3195.45,null,null,214.68]
["2001-09-05",3195.74,null,null,214.68]
["2001-09-04",3196.05,null,null,214.68]
["2001-09-03",3196.34,null,null,214.68]
["2001-09-02",3196.65,null,null,214.68]
["2001-09-01",3196.92,null,null,214.68]
["2001-08-31",3197.21,null,null,214.68]
["2001-08-30",3197.51,null,null,214.68]
["2001-08-29",3197.78,null,null,214.75]
["2001-08-28",3198.02,null,null,216.58]
["2001-08-27",3198.32,null,null,216.58]
["2001-08-26",3198.6,null,null,216.58]
["2001-08-25",3198.84,null,null,216.58]
["2001-08-24",3199.1,null,null,223.61]
["2001-08-23",3199.39,null,null,234.39]
["2001-08-22",3199.72,null,null,234.39]
["2001-08-21",3200,null,null,234.39]
["2001-08-20",3200.28,null,null,234.39]
["2001-08-19",3200.6,null,null,234.39]
["2001-08-18",3200.9,null,null,234.39]
["2001-08-17",3201.19,null,null,227.69]
["2001-08-16",3201.36,null,null,222.35]
["2001-08-15",3201.65,null,null,222.49]
["2001-08-14",3201.93,null,null,223.4]
["2001-08-13",3202.18,null,null,224.2]
["2001-08-12",3202.45,null,null,224.26]
["2001-08-11",3202.74,null,null,224.26]
["2001-08-10",3203.02,null,null,224.26]
["2001-08-09",3203.26,null,null,224.26]
["2001-08-08",3203.56,null,null,224.26]
["2001-08-07",3203.8,null,null,224.48]
["2001-08-06",3204.06,null,null,225.39]
["2001-08-05",3204.29,null,null,226.09]
["2001-08-04",3204.55,null,null,226.2]
["2001-08-03",3204.79,null,null,226.2]
["2001-08-02",3205.06,null,null,226.2]
["2001-08-01",3205.32,null,null,226.22]
["2001-07-31",3205.57,null,null,226.2]
["2001-07-30",3205.81,null,null,227.69]
["2001-07-29",3206.07,null,null,228.23]
["2001-07-28",3206.32,null,null,228.23]
["2001-07-27",3206.59,null,null,228.27]
["2001-07-26",3206.84,null,null,228.23]
["2001-07-25",3207.1,null,null,228.23]
["2001-07-24",3207.34,null,null,243.48]
["2001-07-23",3207.62,null,null,255.52]
["2001-07-22",3207.86,null,null,255.54]
["2001-07-21",3208.14,null,null,255.54]
["2001-07-20",3208.44,null,null,255.77]
["2001-07-19",3208.63,null,null,255.58]
["2001-07-18",3208.87,null,null,256.63]
["2001-07-17",3209.16,null,null,257.67]
["2001-07-16",3209.46,null,null,257.70999999999998]
["2001-07-15",3209.75,null,null,257.70999999999998]
["2001-07-14",3210.05,null,null,257.70999999999998]
["2001-07-13",3210.33,null,null,257.70999999999998]
["2001-07-12",3210.59,null,null,254.25]
["2001-07-11",3210.87,null,null,249.11]
["2001-07-10",3211.12,null,null,232.99]
["2001-07-09",3211.41,null,null,214.68]
["2001-07-08",3211.6,null,null,214.68]
["2001-07-07",3211.82,null,null,214.68]
["2001-07-06",3212.06,null,null,214.68]
["2001-07-05",3212.28,null,null,214.68]
["2001-07-04",3212.53,null,null,214.68]
["2001-07-03",3212.72,null,null,214.68]
["2001-07-02",3212.91,null,null,214.68]
["2001-07-01",3213.13,null,null,214.68]
["2001-06-30",3213.33,null,null,214.68]
["2001-06-29",3213.51,null,null,214.68]
["2001-06-28",3213.73,null,null,214.68]
["2001-06-27",3213.95,null,null,216.05]
["2001-06-26",3214.15,null,null,216.58]
["2001-06-25",3214.32,null,null,216.58]
["2001-06-24",3214.53,null,null,216.58]
["2001-06-23",3214.72,null,null,216.58]
["2001-06-22",3214.95,null,null,217.44]
["2001-06-21",3215.15,null,null,218.48]
["2001-06-20",3215.34,null,null,218.48]
["2001-06-19",3215.53,null,null,218.48]
["2001-06-18",3215.72,null,null,218.48]
["2001-06-17",3215.91,null,null,218.48]
["2001-06-16",3216.11,null,null,218.48]
["2001-06-15",3216.33,null,null,218.48]
["2001-06-14",3216.56,null,null,218.48]
["2001-06-13",3216.72,null,null,218.48]
["2001-06-12",3216.91,null,null,218.48]
["2001-06-11",3217.13,null,null,219.53]
["2001-06-10",3217.33,null,null,220.4]
["2001-06-09",3217.54,null,null,220.4]
["2001-06-08",3217.73,null,null,220.4]
["2001-06-07",3217.9,null,null,220.4]
["2001-06-06",3218.09,null,null,220.4]
["2001-06-05",3218.26,null,null,220.4]
["2001-06-04",3218.44,null,null,220.4]
["2001-06-03",3218.63,null,null,221.87]
["2001-06-02",3218.82,null,null,222.32]
["2001-06-01",3219.05,null,null,222.32]
["2001-05-31",3219.28,null,null,222.32]
["2001-05-30",3219.46,null,null,222.32]
["2001-05-29",3219.63,null,null,222.32]
["2001-05-28",3219.84,null,null,222.32]
["2001-05-27",3220.05,null,null,222.32]
["2001-05-26",3220.31,null,null,222.32]
["2001-05-25",3220.47,null,null,222.32]
["2001-05-24",3220.63,null,null,222.32]
["2001-05-23",3220.85,null,null,222.32]
["2001-05-22",3220.96,null,null,222.32]
["2001-05-21",3221.08,null,null,222.32]
["2001-05-20",3221.18,null,null,222.32]
["2001-05-19",3221.31,null,null,222.32]
["2001-05-18",3221.43,null,null,222.32]
["2001-05-17",3221.57,null,null,219.9]
["2001-05-16",3221.66,null,null,209.03]
["2001-05-15",3221.71,null,null,209.03]
["2001-05-14",3222,null,null,209.03]
["2001-05-13",3222.16,null,null,209.03]
["2001-05-12",3222.3,null,null,209.03]
["2001-05-11",3222.4,null,null,209.03]
["2001-05-10",3222.54,null,null,209.03]
["2001-05-09",3222.65,null,null,199.72]
["2001-05-08",3222.73,null,null,184.86]
["2001-05-07",3222.75,null,null,183.13]
["2001-05-06",3222.75,null,null,183.13]
["2001-05-05",3222.75,null,null,183.13]
["2001-05-04",3222.75,null,null,183.13]
["2001-05-03",3222.71,null,null,164.09]
["2001-05-02",3222.59,null,null,138.22]
["2001-05-01",3222.46,null,null,138.22]
["2001-04-30",3222.26,null,null,138.11000000000001]
["2001-04-29",3222.09,null,null,137.36000000000001]
["2001-04-28",3221.84,null,null,136.59]
["2001-04-27",3221.61,null,null,136.57]
["2001-04-26",3221.35,null,null,136.57]
["2001-04-25",3221.12,null,null,136.57]
["2001-04-24",3220.94,null,null,118.39]
["2001-04-23",3220.76,null,null,100.87]
["2001-04-22",3220.62,null,null,100.75]
["2001-04-21",3220.44,null,null,100.43]
["2001-04-20",3220.28,null,null,107.43]
["2001-04-19",3220.11,null,null,116.81]
["2001-04-18",3219.98,null,null,116.14]
["2001-04-17",3219.96,null,null,101.24]
["2001-04-16",3219.92,null,null,92.43]
["2001-04-15",3219.86,null,null,92.28]
["2001-04-14",3219.8,null,null,92.21]
["2001-04-13",3219.73,null,null,86.03]
["2001-04-12",3219.66,null,null,75.989999999999995]
["2001-04-11",3219.56,null,null,86]
["2001-04-10",3219.48,null,null,100.36]
["2001-04-09",3219.43,null,null,100.32]
["2001-04-08",3219.37,null,null,100.32]
["2001-04-07",3219.33,null,null,100.34]
["2001-04-06",3219.21,null,null,110.52]
["2001-04-05",3219.08,null,null,116.14]
["2001-04-04",3218.94,null,null,116.14]
["2001-04-03",3218.74,null,null,116.14]
["2001-04-02",3218.48,null,null,116.14]
["2001-04-01",3218.13,null,null,116.14]
["2001-03-31",3217.73,null,null,115.4]
["2001-03-30",3217.37,null,null,115.07]
["2001-03-29",3216.85,null,null,101.67]
["2001-03-28",3216.15,null,null,61.51]
["2001-03-27",3215.62,null,null,61.51]
["2001-03-26",3215.01,null,null,61.51]
["2001-03-25",3214,null,null,61.49]
["2001-03-24",3212.94,null,null,60.59]
["2001-03-23",3212.21,null,null,60.47]
["2001-03-22",3211.62,null,null,60.47]
["2001-03-21",3211.22,null,null,60.47]
["2001-03-20",3210.81,null,null,60.47]
["2001-03-19",3210.35,null,null,60.47]
["2001-03-18",3210.13,null,null,60.47]
["2001-03-17",3210.04,null,null,60.47]
["2001-03-16",3209.95,null,null,60.47]
["2001-03-15",3209.84,null,null,60.47]
["2001-03-14",3209.68,null,null,60.47]
["2001-03-13",3209.55,null,null,60.47]
["2001-03-12",3209.41,null,null,60.47]
["2001-03-11",3209.24,null,null,60.4]
["2001-03-10",3209.14,null,null,60.33]
["2001-03-09",3208.96,null,null,60.43]
["2001-03-08",3208.82,null,null,60.46]
["2001-03-07",3208.62,null,null,60.02]
["2001-03-06",3208.55,null,null,59.94]
["2001-03-05",3208.52,null,null,59.47]
["2001-03-04",3208.52,null,null,59.63]
["2001-03-03",3208.45,null,null,59.52]
["2001-03-02",3208.43,null,null,59.48]
["2001-03-01",3208.41,null,null,59.05]
["2001-02-28",3208.4,null,null,58.41]
["2001-02-27",3208.33,null,null,58.41]
["2001-02-26",3208.29,null,null,58.41]
["2001-02-25",3208.27,null,null,58.41]
["2001-02-24",3208.2,null,null,58.41]
["2001-02-23",3208.09,null,null,58.41]
["2001-02-22",3208.04,null,null,58.5]
["2001-02-21",3207.97,null,null,58.46]
["2001-02-20",3207.95,null,null,58.41]
["2001-02-19",3207.88,null,null,58.41]
["2001-02-18",3207.88,null,null,58.41]
["2001-02-17",3207.87,null,null,58.41]
["2001-02-16",3207.87,null,null,59.22]
["2001-02-15",3207.82,null,null,59.44]
["2001-02-14",3207.81,null,null,59.44]
["2001-02-13",3207.79,null,null,59.44]
["2001-02-12",3207.77,null,null,59.44]
["2001-02-11",3207.75,null,null,59.44]
["2001-02-10",3207.74,null,null,59.44]
["2001-02-09",3207.68,null,null,59.44]
["2001-02-08",3207.67,null,null,59.44]
["2001-02-07",3207.65,null,null,59.44]
["2001-02-06",3207.6,null,null,59.44]
["2001-02-05",3207.56,null,null,59.44]
["2001-02-04",3207.54,null,null,59.44]
["2001-02-03",3207.53,null,null,59.44]
["2001-02-02",3207.51,null,null,59.44]
["2001-02-01",3207.49,null,null,59.44]
["2001-01-31",3207.49,null,null,59.44]
["2001-01-30",3207.48,null,null,59.44]
["2001-01-29",3207.48,null,null,59.44]
["2001-01-28",3207.47,null,null,59.44]
["2001-01-27",3207.43,null,null,59.44]
["2001-01-26",3207.43,null,null,59.44]
["2001-01-25",3207.43,null,null,59.44]
["2001-01-24",3207.42,null,null,59.44]
["2001-01-23",3207.42,null,null,59.44]
["2001-01-22",3207.42,null,null,58.88]
["2001-01-21",3207.42,null,null,55.49]
["2001-01-20",3207.42,null,null,55.49]
["2001-01-19",3207.42,null,null,54.93]
["2001-01-18",3207.3,null,null,54.59]
["2001-01-17",3207.3,null,null,54.59]
["2001-01-16",3207.3,null,null,54.59]
["2001-01-15",3207.3,null,null,54.59]
["2001-01-14",3207.3,null,null,54.59]
["2001-01-13",3207.3,null,null,54.6]
["2001-01-12",3207.3,null,null,54.59]
["2001-01-11",3207.29,null,null,54.59]
["2001-01-10",3207.29,null,null,54.61]
["2001-01-09",3207.26,null,null,54.63]
["2001-01-08",3207.25,null,null,54.59]
["2001-01-07",3207.25,null,null,54.59]
["2001-01-06",3207.25,null,null,57.7]
["2001-01-05",3207.25,null,null,64.7]
["2001-01-04",3207.24,null,null,64.7]
["2001-01-03",3207.24,null,null,64.7]
["2001-01-02",3207.24,null,null,64.73]
["2001-01-01",3207.24,null,null,64.7]
["2000-12-31",3207.23,null,null,64.7]
["2000-12-30",3207.22,null,null,64.7]
["2000-12-29",3207.22,null,null,64.73]
["2000-12-28",3207.21,null,null,64.7]
["2000-12-27",3207.21,null,null,64.73]
["2000-12-26",3207.21,null,null,64.88]
["2000-12-25",3207.21,null,null,64.86]
["2000-12-24",3207.17,null,null,65.290000000000006]
["2000-12-23",3207.17,null,null,65.52]
["2000-12-22",3207.16,null,null,65]
["2000-12-21",3207.15,null,null,65.31]
["2000-12-20",3207.14,null,null,64.78]
["2000-12-19",3207.14,null,null,64.72]
["2000-12-18",3207.14,null,null,64.8]
["2000-12-17",3207.14,null,null,65.2]
["2000-12-16",3207.14,null,null,65.02]
["2000-12-15",3207.14,null,null,64.98]
["2000-12-14",3207.13,null,null,64.83]
["2000-12-13",3207.13,null,null,64.86]
["2000-12-12",3207.13,null,null,64.7]
["2000-12-11",3207.13,null,null,64.89]
["2000-12-10",3207.13,null,null,64.739999999999995]
["2000-12-09",3207.13,null,null,64.7]
["2000-12-08",3207.13,null,null,64.7]
["2000-12-07",3207.16,null,null,64.7]
["2000-12-06",3207.16,null,null,64.7]
["2000-12-05",3207.16,null,null,64.7]
["2000-12-04",3207.16,null,null,64.7]
["2000-12-03",3207.08,null,null,64.760000000000005]
["2000-12-02",3207.08,null,null,64.7]
["2000-12-01",3207.08,null,null,64.73]
["2000-11-30",3207.08,null,null,64.7]
["2000-11-29",3207.08,null,null,64.75]
["2000-11-28",3207.08,null,null,64.7]
["2000-11-27",3207.08,null,null,64.7]
["2000-11-26",3207.08,null,null,64.7]
["2000-11-25",3207.08,null,null,64.7]
["2000-11-24",3207.08,null,null,64.7]
["2000-11-23",3207.08,null,null,64.7]
["2000-11-22",3207.08,null,null,64.7]
["2000-11-21",3207.08,null,null,64.7]
["2000-11-20",3207.08,null,null,64.7]
["2000-11-19",3207.08,null,null,64.7]
["2000-11-18",3207.09,null,null,64.7]
["2000-11-17",3207.09,null,null,64.73]
["2000-11-16",3207.09,null,null,64.7]
["2000-11-15",3207.09,null,null,64.7]
["2000-11-14",3207.09,null,null,64.7]
["2000-11-13",3207.09,null,null,64.72]
["2000-11-12",3207.11,null,null,64.7]
["2000-11-11",3207.11,null,null,64.87]
["2000-11-10",3207.11,null,null,65.489999999999995]
["2000-11-09",3207.11,null,null,65.62]
["2000-11-08",3207.11,null,null,65.739999999999995]
["2000-11-07",3207.11,null,null,65]
["2000-11-06",3207.11,null,null,65.41]
["2000-11-05",3207.11,null,null,65.45]
["2000-11-04",3207.11,null,null,65.31]
["2000-11-03",3207.11,null,null,64.709999999999994]
["2000-11-02",3207.11,null,null,64.7]
["2000-11-01",3207.11,null,null,64.7]
["2000-10-31",3207.11,null,null,64.7]
["2000-10-30",3207.09,null,null,65.58]
["2000-10-29",3206.82,null,null,65.78]
["2000-10-28",3206.82,null,null,65.83]
["2000-10-27",3206.82,null,null,65.78]
["2000-10-26",3206.89,null,null,65.78]
["2000-10-25",3206.89,null,null,65.78]
["2000-10-24",3206.91,null,null,65.78]
["2000-10-23",3206.92,null,null,65.78]
["2000-10-22",3206.95,null,null,65.78]
["2000-10-21",3206.96,null,null,65.78]
["2000-10-20",3206.97,null,null,65.78]
["2000-10-19",3207.02,null,null,65.78]
["2000-10-18",3207.03,null,null,65.78]
["2000-10-17",3207.04,null,null,77.64]
["2000-10-16",3207.12,null,null,95.1]
["2000-10-15",3207.18,null,null,89.6]
["2000-10-14",3207.25,null,null,89.6]
["2000-10-13",3207.31,null,null,109.17]
["2000-10-12",3207.36,null,null,123.78]
["2000-10-11",3207.46,null,null,123.78]
["2000-10-10",3207.53,null,null,138.87]
["2000-10-09",3207.63,null,null,157.1]
["2000-10-08",3207.81,null,null,157.1]
["2000-10-07",3207.95,null,null,157.1]
["2000-10-06",3208.08,null,null,157.1]
["2000-10-05",3208.22,null,null,157.1]
["2000-10-04",3208.39,null,null,157.1]
["2000-10-03",3208.53,null,null,157.1]
["2000-10-02",3208.68,null,null,157.1]
["2000-10-01",3208.85,null,null,157.1]
["2000-09-30",3209.01,null,null,158.16999999999999]
["2000-09-29",3209.14,null,null,158.88999999999999]
["2000-09-28",3209.32,null,null,158.88999999999999]
["2000-09-27",3209.44,null,null,158.85]
["2000-09-26",3209.59,null,null,158.61000000000001]
["2000-09-25",3209.76,null,null,158.88999999999999]
["2000-09-24",3209.88,null,null,158.88999999999999]
["2000-09-23",3210.05,null,null,158.88999999999999]
["2000-09-22",3210.21,null,null,158.88999999999999]
["2000-09-21",3210.43,null,null,158.88999999999999]
["2000-09-20",3210.58,null,null,158.88999999999999]
["2000-09-19",3210.78,null,null,158.88999999999999]
["2000-09-18",3210.9,null,null,158.88999999999999]
["2000-09-17",3211.09,null,null,158.88999999999999]
["2000-09-16",3211.22,null,null,158.88999999999999]
["2000-09-15",3211.37,null,null,158.88999999999999]
["2000-09-14",3211.54,null,null,158.88999999999999]
["2000-09-13",3211.7,null,null,158.88999999999999]
["2000-09-12",3211.85,null,null,167.62]
["2000-09-11",3211.99,null,null,177.28]
["2000-09-10",3212.12,null,null,177.36]
["2000-09-09",3212.29,null,null,177.36]
["2000-09-08",3212.43,null,null,183.64]
["2000-09-07",3212.64,null,null,190.78]
["2000-09-06",3212.85,null,null,190.78]
["2000-09-05",3212.98,null,null,190.78]
["2000-09-04",3213.14,null,null,190.78]
["2000-09-03",3213.31,null,null,190.78]
["2000-09-02",3213.48,null,null,190.8]
["2000-09-01",3213.65,null,null,190.8]
["2000-08-31",3213.86,null,null,191.17]
["2000-08-30",3214.06,null,null,191.15]
["2000-08-29",3214.25,null,null,191.9]
["2000-08-28",3214.41,null,null,192.47]
["2000-08-27",3214.54,null,null,192.57]
["2000-08-26",3214.76,null,null,192.57]
["2000-08-25",3214.95,null,null,192.57]
["2000-08-24",3215.11,null,null,192.57]
["2000-08-23",3215.29,null,null,192.57]
["2000-08-22",3215.46,null,null,192.57]
["2000-08-21",3215.63,null,null,192.57]
["2000-08-20",3215.83,null,null,192.57]
["2000-08-19",3215.95,null,null,192.57]
["2000-08-18",3216.22,null,null,204.61]
["2000-08-17",3216.41,null,null,218.86]
["2000-08-16",3216.61,null,null,219.24]
["2000-08-15",3216.84,null,null,220.05]
["2000-08-14",3217.06,null,null,220.4]
["2000-08-13",3217.31,null,null,220.4]
["2000-08-12",3217.5,null,null,220.4]
["2000-08-11",3217.67,null,null,220.4]
["2000-08-10",3217.89,null,null,222.71]
["2000-08-09",3218.32,null,null,224.26]
["2000-08-08",3218.55,null,null,224.26]
["2000-08-07",3218.74,null,null,224.26]
["2000-08-06",3218.96,null,null,224.26]
["2000-08-05",3219.13,null,null,224.26]
["2000-08-04",3219.33,null,null,224.26]
["2000-08-03",3219.54,null,null,224.26]
["2000-08-02",3219.76,null,null,224.26]
["2000-08-01",3219.97,null,null,224.26]
["2000-07-31",3220.16,null,null,224.26]
["2000-07-30",3220.36,null,null,224.26]
["2000-07-29",3220.55,null,null,224.26]
["2000-07-28",3220.72,null,null,224.26]
["2000-07-27",3220.92,null,null,224.26]
["2000-07-26",3221.08,null,null,224.26]
["2000-07-25",3221.26,null,null,224.26]
["2000-07-24",3221.49,null,null,224.26]
["2000-07-23",3221.67,null,null,224.26]
["2000-07-22",3221.87,null,null,224.46]
["2000-07-21",3222.09,null,null,224.28]
["2000-07-20",3222.26,null,null,224.26]
["2000-07-19",3222.46,null,null,224.34]
["2000-07-18",3222.62,null,null,224.28]
["2000-07-17",3222.81,null,null,224.42]
["2000-07-16",3223.01,null,null,224.52]
["2000-07-15",3223.18,null,null,224.84]
["2000-07-14",3223.36,null,null,225.47]
["2000-07-13",3223.59,null,null,225.65]
["2000-07-12",3223.76,null,null,225.78]
["2000-07-11",3223.98,null,null,226.07]
["2000-07-10",3224.13,null,null,226.2]
["2000-07-09",3224.27,null,null,226.2]
["2000-07-08",3224.46,null,null,226.2]
["2000-07-07",3224.6,null,null,226.18]
["2000-07-06",3224.79,null,null,226.2]
["2000-07-05",3224.98,null,null,226.2]
["2000-07-04",3225.14,null,null,226.48]
["2000-07-03",3225.33,null,null,226.96]
["2000-07-02",3225.54,null,null,227.61]
["2000-07-01",3225.74,null,null,228.23]
["2000-06-30",3225.96,null,null,228.17]
["2000-06-29",3226.18,null,null,228.21]
["2000-06-28",3226.39,null,null,228.23]
["2000-06-27",3226.56,null,null,228.23]
["2000-06-26",3226.68,null,null,228.23]
["2000-06-25",3226.85,null,null,228.23]
["2000-06-24",3227.02,null,null,228.23]
["2000-06-23",3227.19,null,null,228.23]
["2000-06-22",3227.41,null,null,228.23]
["2000-06-21",3227.57,null,null,228.23]
["2000-06-20",3227.72,null,null,228.23]
["2000-06-19",3227.86,null,null,228.25]
["2000-06-18",3228.1,null,null,228.23]
["2000-06-17",3228.28,null,null,228.23]
["2000-06-16",3228.45,null,null,228.23]
["2000-06-15",3228.59,null,null,228.23]
["2000-06-14",3228.75,null,null,228.25]
["2000-06-13",3228.9,null,null,228.23]
["2000-06-12",3228.99,null,null,228.34]
["2000-06-11",3229.16,null,null,228.23]
["2000-06-10",3229.26,null,null,228.32]
["2000-06-09",3229.46,null,null,228.74]
["2000-06-08",3229.65,null,null,229.1]
["2000-06-07",3229.78,null,null,229.34]
["2000-06-06",3230,null,null,229.17]
["2000-06-05",3230.13,null,null,229.25]
["2000-06-04",3230.31,null,null,228.91]
["2000-06-03",3230.44,null,null,228.57]
["2000-06-02",3230.56,null,null,228.74]
["2000-06-01",3230.71,null,null,228.36]
["2000-05-31",3230.83,null,null,228.3]
["2000-05-30",3230.97,null,null,228.47]
["2000-05-29",3231.11,null,null,228.64]
["2000-05-28",3231.26,null,null,228.93]
["2000-05-27",3231.44,null,null,228.98]
["2000-05-26",3231.58,null,null,229.1]
["2000-05-25",3231.74,null,null,228.7]
["2000-05-24",3231.93,null,null,228.91]
["2000-05-23",3232.05,null,null,228.76]
["2000-05-22",3232.13,null,null,228.79]
["2000-05-21",3232.24,null,null,228.36]
["2000-05-20",3232.36,null,null,228.23]
["2000-05-19",3232.48,null,null,228.23]
["2000-05-18",3232.55,null,null,228.23]
["2000-05-17",3232.62,null,null,228.23]
["2000-05-16",3232.7,null,null,228.23]
["2000-05-15",3232.73,null,null,228.19]
["2000-05-14",3232.82,null,null,227.7]
["2000-05-13",3232.82,null,null,227.08]
["2000-05-12",3232.87,null,null,226.69]
["2000-05-11",3232.94,null,null,226.81]
["2000-05-10",3232.97,null,null,226.62]
["2000-05-09",3232.97,null,null,226.64]
["2000-05-08",3232.98,null,null,226.28]
["2000-05-07",3232.98,null,null,226.2]
["2000-05-06",3232.98,null,null,226.2]
["2000-05-05",3232.98,null,null,226.2]
["2000-05-04",3232.92,null,null,226]
["2000-05-03",3232.9,null,null,225.3]
["2000-05-02",3232.86,null,null,224.42]
["2000-05-01",3232.84,null,null,217.11]
["2000-04-30",3232.76,null,null,205.39]
["2000-04-29",3232.63,null,null,205.31]
["2000-04-28",3232.52,null,null,226.75]
["2000-04-27",3232.41,null,null,306.13]
["2000-04-26",3232.31,null,null,431.12]
["2000-04-25",3232.26,null,null,616.70000000000005]
["2000-04-24",3232.35,null,null,842.7]
["2000-04-23",3232.51,null,null,940.07]
["2000-04-22",3232.58,null,null,939.81]
["2000-04-21",3232.58,null,null,1168.02]
["2000-04-20",3232.73,null,null,1385.33]
["2000-04-19",3232.9,null,null,1385.33]
["2000-04-18",3232.9,null,null,1486.5]
["2000-04-17",3233.04,null,null,1761.15]
["2000-04-16",3234.04,null,null,1844.26]
["2000-04-15",3234.35,null,null,1845.14]
["2000-04-14",3234.5,null,null,1845.43]
["2000-04-13",3234.46,null,null,2048.04]
["2000-04-12",3234.04,null,null,2294.9299999999998]
["2000-04-11",3234.57,null,null,2326]
["2000-04-10",3235.1,null,null,2056.14]
["2000-04-09",3235.31,null,null,1328.94]
["2000-04-08",3235.2,null,null,472.44]
["2000-04-07",3234.61,null,null,918.63]
["2000-04-06",3234.13,null,null,581.79]
["2000-04-05",3233.31,null,null,1298.19]
["2000-04-04",3232.37,null,null,1773.08]
["2000-04-03",3231.83,null,null,1599.22]
["2000-04-02",3231.36,null,null,1508.03]
["2000-04-01",3231.25,null,null,1509.67]
["2000-03-31",3231.37,null,null,1510.38]
["2000-03-30",3231.68,null,null,1512.62]
["2000-03-29",3231.91,null,null,1516.09]
["2000-03-28",3231.91,null,null,1462.93]
["2000-03-27",3231.74,null,null,1355.76]
["2000-03-26",3231.45,null,null,1303.17]
["2000-03-25",3231.33,null,null,1303.17]
["2000-03-24",3231.26,null,null,1282.4000000000001]
["2000-03-23",3231.03,null,null,828.11]
["2000-03-22",3230.53,null,null,253.14]
["2000-03-21",3230.1,null,null,108.78]
["2000-03-20",3229.58,null,null,108.78]
["2000-03-19",3228.92,null,null,108.78]
["2000-03-18",3228.24,null,null,108.78]
["2000-03-17",3227.56,null,null,108.11]
["2000-03-16",3226.84,null,null,107.5]
["2000-03-15",3226.11,null,null,107.34]
["2000-03-14",3225.39,null,null,107.34]
["2000-03-13",3224.93,null,null,107.34]
["2000-03-12",3224.65,null,null,107.34]
["2000-03-11",3224.37,null,null,107.28]
["2000-03-10",3224.05,null,null,106.54]
["2000-03-09",3223.65,null,null,105.91]
["2000-03-08",3223.19,null,null,105.91]
["2000-03-07",3222.78,null,null,105.91]
["2000-03-06",3222.33,null,null,105.91]
["2000-03-05",3221.65,null,null,105.91]
["2000-03-04",3221.07,null,null,105.91]
["2000-03-03",3220.7,null,null,105.91]
["2000-03-02",3220.27,null,null,105.85]
["2000-03-01",3219.86,null,null,105.27]
["2000-02-29",3219.26,null,null,104.49]
["2000-02-28",3218.59,null,null,104.49]
["2000-02-27",3217.84,null,null,104.55]
["2000-02-26",3217.51,null,null,104.49]
["2000-02-25",3217.27,null,null,104.49]
["2000-02-24",3217.03,null,null,104.49]
["2000-02-23",3216.72,null,null,104.49]
["2000-02-22",3216.45,null,null,103.91]
["2000-02-21",3216.21,null,null,103.08]
["2000-02-20",3216.07,null,null,103.08]
["2000-02-19",3215.93,null,null,103.08]
["2000-02-18",3215.77,null,null,103.08]
["2000-02-17",3215.54,null,null,103.08]
["2000-02-16",3215.24,null,null,103.08]
["2000-02-15",3214.82,null,null,102.47]
["2000-02-14",3214.25,null,null,106.26]
["2000-02-13",3214.02,null,null,119.16]
["2000-02-12",3213.79,null,null,119.16]
["2000-02-11",3213.64,null,null,139.09]
["2000-02-10",3213.52,null,null,164.31]
["2000-02-09",3213.45,null,null,164.31]
["2000-02-08",3213.39,null,null,164.31]
["2000-02-07",3213.27,null,null,164.31]
["2000-02-06",3213.19,null,null,164.31]
["2000-02-05",3213.11,null,null,164.31]
["2000-02-04",3213.05,null,null,152.36000000000001]
["2000-02-03",3213.01,null,null,136.57]
["2000-02-02",3212.98,null,null,136.57]
["2000-02-01",3212.98,null,null,136.57]
["2000-01-31",3212.98,null,null,136.57]
["2000-01-30",3212.98,null,null,136.55000000000001]
["2000-01-29",3212.98,null,null,136.57]
["2000-01-28",3212.98,null,null,104.11]
["2000-01-27",3212.9,null,null,71.349999999999994]
["2000-01-26",3212.77,null,null,71.349999999999994]
["2000-01-25",3212.65,null,null,71.349999999999994]
["2000-01-24",3212.58,null,null,71.349999999999994]
["2000-01-23",3212.5,null,null,71.349999999999994]
["2000-01-22",3212.45,null,null,71.349999999999994]
["2000-01-21",3212.39,null,null,71.349999999999994]
["2000-01-20",3212.31,null,null,71.349999999999994]
["2000-01-19",3212.24,null,null,71.349999999999994]
["2000-01-18",3212.19,null,null,71.349999999999994]
["2000-01-17",3212.12,null,null,71.349999999999994]
["2000-01-16",3212.05,null,null,71.41]
["2000-01-15",3211.98,null,null,71.349999999999994]
["2000-01-14",3211.91,null,null,71.349999999999994]
["2000-01-13",3211.9,null,null,71.349999999999994]
["2000-01-12",3211.85,null,null,71.349999999999994]
["2000-01-11",3211.84,null,null,71.349999999999994]
["2000-01-10",3211.8,null,null,71.349999999999994]
["2000-01-09",3211.79,null,null,71.349999999999994]
["2000-01-08",3211.78,null,null,71.349999999999994]
["2000-01-07",3211.78,null,null,71.349999999999994]
["2000-01-06",3211.78,null,null,71.349999999999994]
["2000-01-05",3211.78,null,null,71.349999999999994]
["2000-01-04",3211.78,null,null,73.55]
["2000-01-03",3211.78,null,null,75.989999999999995]
["2000-01-02",3211.79,null,null,75.989999999999995]
["2000-01-01",3211.79,null,null,75.989999999999995]
["1999-12-31",3211.79,null,null,75.989999999999995]
["1999-12-30",3211.79,null,null,75.989999999999995]
["1999-12-29",3211.79,null,null,75.989999999999995]
["1999-12-28",3211.79,null,null,75.989999999999995]
["1999-12-27",3211.73,null,null,75.989999999999995]
["1999-12-26",3211.73,null,null,75.989999999999995]
["1999-12-25",3211.73,null,null,75.989999999999995]
["1999-12-24",3211.73,null,null,75.989999999999995]
["1999-12-23",3211.73,null,null,76.06]
["1999-12-22",3211.71,null,null,76.010000000000005]
["1999-12-21",3211.69,null,null,76.02]
["1999-12-20",3211.67,null,null,76.510000000000005]
["1999-12-19",3211.64,null,null,76.02]
["1999-12-18",3211.61,null,null,76.489999999999995]
["1999-12-17",3211.61,null,null,70.5]
["1999-12-16",3211.56,null,null,61.51]
["1999-12-15",3211.53,null,null,61.51]
["1999-12-14",3211.5,null,null,61.51]
["1999-12-13",3211.49,null,null,61.51]
["1999-12-12",3211.49,null,null,61.51]
["1999-12-11",3211.48,null,null,61.51]
["1999-12-10",3211.48,null,null,61.51]
["1999-12-09",3211.44,null,null,61.51]
["1999-12-08",3211.44,null,null,61.51]
["1999-12-07",3211.41,null,null,61.51]
["1999-12-06",3211.4,null,null,61.52]
["1999-12-05",3211.37,null,null,61.51]
["1999-12-04",3211.37,null,null,61.51]
["1999-12-03",3211.36,null,null,61.51]
["1999-12-02",3211.36,null,null,61.66]
["1999-12-01",3211.34,null,null,61.51]
["1999-11-30",3211.33,null,null,61.56]
["1999-11-29",3211.29,null,null,61.6]
["1999-11-28",3211.23,null,null,61.51]
["1999-11-27",3211.16,null,null,61.51]
["1999-11-26",3211.14,null,null,61.62]
["1999-11-25",3211.12,null,null,61.51]
["1999-11-24",3211.1,null,null,61.51]
["1999-11-23",3211.1,null,null,61.51]
["1999-11-22",3211.1,null,null,61.51]
["1999-11-21",3211.1,null,null,61.51]
["1999-11-20",3211.1,null,null,61.52]
["1999-11-19",3211.1,null,null,61.7]
["1999-11-18",3211.1,null,null,62.04]
["1999-11-17",3211.1,null,null,62.56]
["1999-11-16",3211.1,null,null,61.26]
["1999-11-15",3211.09,null,null,55.65]
["1999-11-14",3211.05,null,null,55.49]
["1999-11-13",3211.05,null,null,55.49]
["1999-11-12",3211.05,null,null,55.49]
["1999-11-11",3211.05,null,null,55.49]
["1999-11-10",3211.05,null,null,66.08]
["1999-11-09",3211.06,null,null,78.39]
["1999-11-08",3211.09,null,null,78.38]
["1999-11-07",3211.13,null,null,78.37]
["1999-11-06",3211.13,null,null,78.39]
["1999-11-05",3211.14,null,null,104.84]
["1999-11-04",3211.2,null,null,165.62]
["1999-11-03",3211.34,null,null,190.78]
["1999-11-02",3211.44,null,null,120.36]
["1999-11-01",3211.43,null,null,64.930000000000007]
["1999-10-31",3211.48,null,null,71.349999999999994]
["1999-10-30",3211.48,null,null,71.349999999999994]
["1999-10-29",3211.48,null,null,71.349999999999994]
["1999-10-28",3211.48,null,null,71.510000000000005]
["1999-10-27",3211.48,null,null,72.489999999999995]
["1999-10-26",3211.48,null,null,98.58]
["1999-10-25",3211.51,null,null,150.69]
["1999-10-24",3211.65,null,null,179.27]
["1999-10-23",3211.79,null,null,179.27]
["1999-10-22",3211.94,null,null,194.89]
["1999-10-21",3212.11,null,null,205.31]
["1999-10-20",3212.25,null,null,205.31]
["1999-10-19",3212.41,null,null,205.31]
["1999-10-18",3212.57,null,null,205.31]
["1999-10-17",3212.74,null,null,205.31]
["1999-10-16",3212.92,null,null,205.31]
["1999-10-15",3213.1,null,null,206.06]
["1999-10-14",3213.3,null,null,207.17]
["1999-10-13",3213.48,null,null,207.17]
["1999-10-12",3213.65,null,null,207.17]
["1999-10-11",3213.81,null,null,207.17]
["1999-10-10",3213.99,null,null,207.17]
["1999-10-09",3214.12,null,null,207.17]
["1999-10-08",3214.32,null,null,207.17]
["1999-10-07",3214.52,null,null,220.14]
["1999-10-06",3214.65,null,null,232.33]
["1999-10-05",3214.8,null,null,232.33]
["1999-10-04",3214.99,null,null,232.24]
["1999-10-03",3215.08,null,null,232.28]
["1999-10-02",3215.25,null,null,232.3]
["1999-10-01",3215.42,null,null,232.33]
["1999-09-30",3215.62,null,null,232.33]
["1999-09-29",3215.83,null,null,231.98]
["1999-09-28",3215.97,null,null,232.33]
["1999-09-27",3216.2,null,null,232.33]
["1999-09-26",3216.43,null,null,232.33]
["1999-09-25",3216.58,null,null,232.33]
["1999-09-24",3216.81,null,null,232.33]
["1999-09-23",3217.04,null,null,232.33]
["1999-09-22",3217.28,null,null,232.33]
["1999-09-21",3217.46,null,null,232.33]
["1999-09-20",3217.62,null,null,232.33]
["1999-09-19",3217.81,null,null,232.33]
["1999-09-18",3218,null,null,232.33]
["1999-09-17",3218.19,null,null,232.33]
["1999-09-16",3218.38,null,null,232.33]
["1999-09-15",3218.57,null,null,232.33]
["1999-09-14",3218.75,null,null,232.33]
["1999-09-13",3218.94,null,null,232.33]
["1999-09-12",3219.1,null,null,232.33]
["1999-09-11",3219.29,null,null,232.33]
["1999-09-10",3219.48,null,null,232.33]
["1999-09-09",3219.67,null,null,232.33]
["1999-09-08",3219.85,null,null,232.33]
["1999-09-07",3220.01,null,null,232.33]
["1999-09-06",3220.2,null,null,232.33]
["1999-09-05",3220.43,null,null,232.33]
["1999-09-04",3220.61,null,null,232.33]
["1999-09-03",3220.79,null,null,232.33]
["1999-09-02",3220.94,null,null,232.33]
["1999-09-01",3221.07,null,null,232.33]
["1999-08-31",3221.25,null,null,232.33]
["1999-08-30",3221.45,null,null,232.33]
["1999-08-29",3221.67,null,null,232.33]
["1999-08-28",3221.88,null,null,232.33]
["1999-08-27",3222.05,null,null,232.33]
["1999-08-26",3222.23,null,null,232.33]
["1999-08-25",3222.4,null,null,232.33]
["1999-08-24",3222.56,null,null,232.33]
["1999-08-23",3222.67,null,null,232.35]
["1999-08-22",3222.9,null,null,232.33]
["1999-08-21",3223.06,null,null,232.33]
["1999-08-20",3223.24,null,null,232.33]
["1999-08-19",3223.42,null,null,232.33]
["1999-08-18",3223.75,null,null,229.66]
["1999-08-17",3223.9,null,null,228.23]
["1999-08-16",3224.05,null,null,228.23]
["1999-08-15",3224.19,null,null,228.23]
["1999-08-14",3224.36,null,null,228.23]
["1999-08-13",3224.53,null,null,228.23]
["1999-08-12",3224.69,null,null,228.23]
["1999-08-11",3224.89,null,null,228.23]
["1999-08-10",3225.05,null,null,228.23]
["1999-08-09",3225.21,null,null,228.23]
["1999-08-08",3225.4,null,null,228.23]
["1999-08-07",3225.58,null,null,228.23]
["1999-08-06",3225.73,null,null,228.23]
["1999-08-05",3225.87,null,null,228.56]
["1999-08-04",3226.05,null,null,228.23]
["1999-08-03",3226.2,null,null,228.23]
["1999-08-02",3226.4,null,null,228.23]
["1999-08-01",3226.56,null,null,228.23]
["1999-07-31",3226.72,null,null,228.23]
["1999-07-30",3226.9,null,null,228.23]
["1999-07-29",3227.09,null,null,228.23]
["1999-07-28",3227.27,null,null,228.23]
["1999-07-27",3227.43,null,null,228.23]
["1999-07-26",3227.58,null,null,228.23]
["1999-07-25",3227.73,null,null,228.23]
["1999-07-24",3227.89,null,null,228.23]
["1999-07-23",3228.08,null,null,228.25]
["1999-07-22",3228.23,null,null,228.23]
["1999-07-21",3228.38,null,null,228.23]
["1999-07-20",3228.54,null,null,228.32]
["1999-07-19",3228.69,null,null,228.38]
["1999-07-18",3228.82,null,null,228.36]
["1999-07-17",3228.99,null,null,228.85]
["1999-07-16",3229.2,null,null,229.13]
["1999-07-15",3229.38,null,null,229.2]
["1999-07-14",3229.55,null,null,229.91]
["1999-07-13",3229.79,null,null,230.06]
["1999-07-12",3229.92,null,null,230.15]
["1999-07-11",3230.11,null,null,230.25]
["1999-07-10",3230.24,null,null,230.27]
["1999-07-09",3230.37,null,null,230.27]
["1999-07-08",3230.48,null,null,230.27]
["1999-07-07",3230.62,null,null,230.27]
["1999-07-06",3230.81,null,null,230.3]
["1999-07-05",3230.96,null,null,230.3]
["1999-07-04",3231.05,null,null,230.27]
["1999-07-03",3231.15,null,null,230.38]
["1999-07-02",3231.35,null,null,230.68]
["1999-07-01",3231.54,null,null,231.07]
["1999-06-30",3231.68,null,null,236.86]
["1999-06-29",3231.86,null,null,242.73]
["1999-06-28",3231.98,null,null,242.73]
["1999-06-27",3232.13,null,null,242.73]
["1999-06-26",3232.23,null,null,242.73]
["1999-06-25",3232.39,null,null,242.73]
["1999-06-24",3232.58,null,null,243.02]
["1999-06-23",3232.72,null,null,242.73]
["1999-06-22",3232.87,null,null,242.73]
["1999-06-21",3232.99,null,null,242.73]
["1999-06-20",3233.16,null,null,242.8]
["1999-06-19",3233.28,null,null,242.8]
["1999-06-18",3233.39,null,null,243.21]
["1999-06-17",3233.53,null,null,242.86]
["1999-06-16",3233.65,null,null,243.02]
["1999-06-15",3233.78,null,null,242.91]
["1999-06-14",3233.9,null,null,242.75]
["1999-06-13",3233.97,null,null,242.73]
["1999-06-12",3234.01,null,null,242.73]
["1999-06-11",3234.09,null,null,242.73]
["1999-06-10",3234.17,null,null,242.66]
["1999-06-09",3234.21,null,null,242.64]
["1999-06-08",3234.26,null,null,242.36]
["1999-06-07",3234.29,null,null,242.06]
["1999-06-06",3234.31,null,null,242.12]
["1999-06-05",3234.31,null,null,242.04]
["1999-06-04",3234.31,null,null,241.57]
["1999-06-03",3234.27,null,null,240.96]
["1999-06-02",3234.2,null,null,240.78]
["1999-06-01",3234.19,null,null,240.83]
["1999-05-31",3234.17,null,null,240.78]
["1999-05-30",3234.01,null,null,240.4]
["1999-05-29",3233.9,null,null,239.8]
["1999-05-28",3233.76,null,null,239.28]
["1999-05-27",3233.55,null,null,238.65]
["1999-05-26",3233.28,null,null,238.39]
["1999-05-25",3232.91,null,null,225.57]
["1999-05-24",3232.6,null,null,239.75]
["1999-05-23",3232.19,null,null,259.5]
["1999-05-22",3231.83,null,null,258.26]
["1999-05-21",3231.43,null,null,257.75]
["1999-05-20",3231.05,null,null,257.70999999999998]
["1999-05-19",3230.7,null,null,257.70999999999998]
["1999-05-18",3230.39,null,null,315.95999999999998]
["1999-05-17",3230.13,null,null,479.92]
["1999-05-16",3229.94,null,null,582.95000000000005]
["1999-05-15",3229.89,null,null,582.95000000000005]
["1999-05-14",3229.82,null,null,582.95000000000005]
["1999-05-13",3229.69,null,null,582.95000000000005]
["1999-05-12",3229.55,null,null,687.54]
["1999-05-11",3229.49,null,null,810.5]
["1999-05-10",3229.49,null,null,1047.69]
["1999-05-09",3229.65,null,null,1252.3800000000001]
["1999-05-08",3229.78,null,null,1252.97]
["1999-05-07",3229.78,null,null,1343.76]
["1999-05-06",3229.93,null,null,1470.58]
["1999-05-05",3230.23,null,null,1470.42]
["1999-05-04",3230.42,null,null,1476.44]
["1999-05-03",3230.51,null,null,1478.72]
["1999-05-02",3230.52,null,null,1478.72]
["1999-05-01",3230.56,null,null,1478.72]
["1999-04-30",3230.62,null,null,1478.3]
["1999-04-29",3230.81,null,null,1478.64]
["1999-04-28",3230.84,null,null,1478.39]
["1999-04-27",3230.77,null,null,1478.18]
["1999-04-26",3230.5,null,null,1037.44]
["1999-04-25",3229.68,null,null,643.94000000000005]
["1999-04-24",3228.47,null,null,640.79999999999995]
["1999-04-23",3227.47,null,null,637.77]
["1999-04-22",3226.61,null,null,636.02]
["1999-04-21",3225.5,null,null,632.32000000000005]
["1999-04-20",3223.98,null,null,628.49]
["1999-04-19",3222.01,null,null,622.54]
["1999-04-18",3219.93,null,null,617.42999999999995]
["1999-04-17",3217.75,null,null,612.24]
["1999-04-16",3216.01,null,null,608.15]
["1999-04-15",3214.13,null,null,604.97]
["1999-04-14",3213.62,null,null,603.17999999999995]
["1999-04-13",3212.74,null,null,600.29]
["1999-04-12",3212.13,null,null,599.24]
["1999-04-11",3211.75,null,null,599.15]
["1999-04-10",3211.5,null,null,598.36]
["1999-04-09",3211.12,null,null,595.52]
["1999-04-08",3210.6,null,null,595.14]
["1999-04-07",3210.09,null,null,594.37]
["1999-04-06",3209.83,null,null,826.75]
["1999-04-05",3209.93,null,null,1202.68]
["1999-04-04",3210.19,null,null,1470.75]
["1999-04-03",3210.76,null,null,1475.19]
["1999-04-02",3211.18,null,null,1683.19]
["1999-04-01",3211.86,null,null,2398.2600000000002]
["1999-03-31",3213.08,null,null,2882.9]
["1999-03-30",3214.62,null,null,2901.14]
["1999-03-29",3215.97,null,null,2917.8]
["1999-03-28",3217.13,null,null,2931.13]
["1999-03-27",3217.97,null,null,2937.36]
["1999-03-26",3218.04,null,null,2750.6]
["1999-03-25",3217.36,null,null,2264.61]
["1999-03-24",3216.28,null,null,1867.69]
["1999-03-23",3215.31,null,null,1236.8699999999999]
["1999-03-22",3214.1,null,null,724.81]
["1999-03-21",3211.63,null,null,493.71]
["1999-03-20",3209.11,null,null,488.86]
["1999-03-19",3207.75,null,null,487.97]
["1999-03-18",3207.01,null,null,485.38]
["1999-03-17",3206.28,null,null,485.38]
["1999-03-16",3205.66,null,null,485.34]
["1999-03-15",3205.03,null,null,483.73]
["1999-03-14",3204.72,null,null,482.67]
["1999-03-13",3204.66,null,null,483.59]
["1999-03-12",3204.65,null,null,485.38]
["1999-03-11",3204.65,null,null,485.38]
["1999-03-10",3204.65,null,null,485.38]
["1999-03-09",3204.62,null,null,780.62]
["1999-03-08",3204.88,null,null,1772.89]
["1999-03-07",3205.99,null,null,2450.62]
["1999-03-06",3207.73,null,null,2469.62]
["1999-03-05",3209.42,null,null,2488.52]
["1999-03-04",3210.96,null,null,2505.1799999999998]
["1999-03-03",3212.28,null,null,2517.02]
["1999-03-02",3213.35,null,null,2518.17]
["1999-03-01",3213.83,null,null,1226.3499999999999]
["1999-02-28",3212.17,null,null,300.75]
["1999-02-27",3211.02,null,null,257.13]
["1999-02-26",3210.52,null,null,255.79]
["1999-02-25",3209.82,null,null,255.39]
["1999-02-24",3209.02,null,null,254.5]
["1999-02-23",3208.5,null,null,253.58]
["1999-02-22",3208.47,null,null,253.38]
["1999-02-21",3208.41,null,null,253.38]
["1999-02-20",3208.39,null,null,253.42]
["1999-02-19",3208.28,null,null,271.23]
["1999-02-18",3208.26,null,null,300.07]
["1999-02-17",3208.26,null,null,299.55]
["1999-02-16",3208.26,null,null,299.86]
["1999-02-15",3208.32,null,null,299.81]
["1999-02-14",3208.42,null,null,299.41000000000003]
["1999-02-13",3208.44,null,null,299.45999999999998]
["1999-02-12",3208.45,null,null,361]
["1999-02-11",3208.68,null,null,406.69]
["1999-02-10",3208.94,null,null,406.69]
["1999-02-09",3209.12,null,null,406.69]
["1999-02-08",3209.26,null,null,406.81]
["1999-02-07",3209.33,null,null,406.81]
["1999-02-06",3209.47,null,null,407.53]
["1999-02-05",3209.66,null,null,407.02]
["1999-02-04",3209.85,null,null,406.8]
["1999-02-03",3210.01,null,null,407.04]
["1999-02-02",3210.14,null,null,407.52]
["1999-02-01",3210.34,null,null,407.63]
["1999-01-31",3210.52,null,null,408.09]
["1999-01-30",3210.67,null,null,407.93]
["1999-01-29",3210.81,null,null,408.81]
["1999-01-28",3210.94,null,null,409.02]
["1999-01-27",3211.08,null,null,409.1]
["1999-01-26",3211.19,null,null,409.63]
["1999-01-25",3211.41,null,null,409.56]
["1999-01-24",3211.47,null,null,409.75]
["1999-01-23",3211.47,null,null,409.75]
["1999-01-22",3211.47,null,null,346.66]
["1999-01-21",3211.26,null,null,304.22000000000003]
["1999-01-20",3211.05,null,null,303.57]
["1999-01-19",3210.72,null,null,302.48]
["1999-01-18",3210.46,null,null,301.97000000000003]
["1999-01-17",3210.33,null,null,301.95]
["1999-01-16",3210.21,null,null,301.85000000000002]
["1999-01-15",3210.24,null,null,301.85000000000002]
["1999-01-14",3210.34,null,null,301.85000000000002]
["1999-01-13",3210.45,null,null,301.85000000000002]
["1999-01-12",3210.5,null,null,301.85000000000002]
["1999-01-11",3210.6,null,null,301.85000000000002]
["1999-01-10",3210.69,null,null,301.85000000000002]
["1999-01-09",3210.77,null,null,301.85000000000002]
["1999-01-08",3210.87,null,null,301.85000000000002]
["1999-01-07",3210.95,null,null,301.85000000000002]
["1999-01-06",3211.01,null,null,301.85000000000002]
["1999-01-05",3211.02,null,null,301.85000000000002]
["1999-01-04",3211.02,null,null,301.85000000000002]
["1999-01-03",3211.01,null,null,301.85000000000002]
["1999-01-02",3210.98,null,null,299.83]
["1999-01-01",3210.75,null,null,299.41000000000003]
["1998-12-31",3210.39,null,null,261.14999999999998]
["1998-12-30",3209.94,null,null,219.49]
["1998-12-29",3209.28,null,null,218.48]
["1998-12-28",3208.86,null,null,218.48]
["1998-12-27",3208.86,null,null,218.48]
["1998-12-26",3208.93,null,null,218.48]
["1998-12-25",3208.98,null,null,218.48]
["1998-12-24",3209.06,null,null,218.48]
["1998-12-23",3209.21,null,null,218.48]
["1998-12-22",3209.33,null,null,218.48]
["1998-12-21",3209.46,null,null,218.5]
["1998-12-20",3209.65,null,null,218.6]
["1998-12-19",3209.77,null,null,219.64]
["1998-12-18",3209.77,null,null,219.92]
["1998-12-17",3209.73,null,null,220.28]
["1998-12-16",3209.67,null,null,220.08]
["1998-12-15",3209.58,null,null,219.03]
["1998-12-14",3209.26,null,null,218.48]
["1998-12-13",3209.06,null,null,218.74]
["1998-12-12",3209.06,null,null,218.82]
["1998-12-11",3209.06,null,null,243.54]
["1998-12-10",3209.18,null,null,320.31]
["1998-12-09",3209.38,null,null,425.97]
["1998-12-08",3209.67,null,null,498.56]
["1998-12-07",3209.95,null,null,532.24]
["1998-12-06",3210.29,null,null,532.59]
["1998-12-05",3210.6,null,null,532.59]
["1998-12-04",3210.87,null,null,505.34]
["1998-12-03",3210.92,null,null,438.85]
["1998-12-02",3210.91,null,null,340.63]
["1998-12-01",3210.83,null,null,232.82]
["1998-11-30",3210.72,null,null,111.85]
["1998-11-29",3210.55,null,null,80.92]
["1998-11-28",3210.38,null,null,80.790000000000006]
["1998-11-27",3210.15,null,null,80.790000000000006]
["1998-11-26",3209.98,null,null,80.819999999999993]
["1998-11-25",3209.79,null,null,80.930000000000007]
["1998-11-24",3209.53,null,null,80.790000000000006]
["1998-11-23",3209.21,null,null,80.78]
["1998-11-22",3209,null,null,80.790000000000006]
["1998-11-21",3208.67,null,null,80.78]
["1998-11-20",3208.62,null,null,88.07]
["1998-11-19",3208.58,null,null,98.93]
["1998-11-18",3208.58,null,null,98.93]
["1998-11-17",3208.58,null,null,98.93]
["1998-11-16",3208.58,null,null,77.92]
["1998-11-15",3208.56,null,null,84.79]
["1998-11-14",3208.58,null,null,101.69]
["1998-11-13",3208.58,null,null,101.69]
["1998-11-12",3208.58,null,null,101.69]
["1998-11-11",3208.58,null,null,101.69]
["1998-11-10",3208.58,null,null,101.67]
["1998-11-09",3208.58,null,null,101.61]
["1998-11-08",3208.6,null,null,101.67]
["1998-11-07",3208.6,null,null,101.54]
["1998-11-06",3208.6,null,null,101.15]
["1998-11-05",3208.6,null,null,91.84]
["1998-11-04",3208.58,null,null,96.21]
["1998-11-03",3208.58,null,null,95.97]
["1998-11-02",3208.58,null,null,80.64]
["1998-11-01",3208.57,null,null,67.98]
["1998-10-31",3208.57,null,null,89.7]
["1998-10-30",3208.64,null,null,128.49]
["1998-10-29",3208.68,null,null,128.49]
["1998-10-28",3208.75,null,null,128.5]
["1998-10-27",3208.77,null,null,178.17]
["1998-10-26",3208.88,null,null,273.87]
["1998-10-25",3209.09,null,null,329.8]
["1998-10-24",3209.36,null,null,329.8]
["1998-10-23",3209.63,null,null,329.8]
["1998-10-22",3209.92,null,null,329.8]
["1998-10-21",3210.13,null,null,329.8]
["1998-10-20",3210.43,null,null,329.8]
["1998-10-19",3210.7,null,null,329.8]
["1998-10-18",3210.99,null,null,329.8]
["1998-10-17",3211.23,null,null,329.8]
["1998-10-16",3211.5,null,null,329.8]
["1998-10-15",3211.77,null,null,329.8]
["1998-10-14",3212.05,null,null,329.8]
["1998-10-13",3212.31,null,null,329.8]
["1998-10-12",3212.57,null,null,329.91]
["1998-10-11",3212.86,null,null,329.83]
["1998-10-10",3213.13,null,null,329.96]
["1998-10-09",3213.4,null,null,330.95]
["1998-10-08",3213.69,null,null,332]
["1998-10-07",3214.01,null,null,332.14]
["1998-10-06",3214.28,null,null,332.7]
["1998-10-05",3214.56,null,null,332.51]
["1998-10-04",3214.76,null,null,333.01]
["1998-10-03",3215.04,null,null,334.12]
["1998-10-02",3215.34,null,null,335.07]
["1998-10-01",3215.62,null,null,335.12]
["1998-09-30",3215.94,null,null,335.12]
["1998-09-29",3216.17,null,null,335.15]
["1998-09-28",3216.55,null,null,335.53]
["1998-09-27",3216.77,null,null,336.14]
["1998-09-26",3217.03,null,null,337.08]
["1998-09-25",3217.3,null,null,337.77]
["1998-09-24",3217.62,null,null,337.77]
["1998-09-23",3217.91,null,null,291.75]
["1998-09-22",3218.12,null,null,246.96]
["1998-09-21",3218.31,null,null,246.96]
["1998-09-20",3218.52,null,null,246.96]
["1998-09-19",3218.71,null,null,246.96]
["1998-09-18",3218.93,null,null,247.09]
["1998-09-17",3219.18,null,null,247.16]
["1998-09-16",3219.43,null,null,247.18]
["1998-09-15",3219.63,null,null,246.96]
["1998-09-14",3219.83,null,null,246.98]
["1998-09-13",3220.02,null,null,247]
["1998-09-12",3220.19,null,null,247.16]
["1998-09-11",3220.38,null,null,234.59]
["1998-09-10",3220.58,null,null,226.2]
["1998-09-09",3220.77,null,null,226.2]
["1998-09-08",3221,null,null,226.22]
["1998-09-07",3221.2,null,null,226.2]
["1998-09-06",3221.35,null,null,226.2]
["1998-09-05",3221.54,null,null,226.2]
["1998-09-04",3221.72,null,null,226.2]
["1998-09-03",3221.92,null,null,226.39]
["1998-09-02",3222.1,null,null,226.43]
["1998-09-01",3222.28,null,null,226.26]
["1998-08-31",3222.43,null,null,226.33]
["1998-08-30",3222.61,null,null,226.45]
["1998-08-29",3222.79,null,null,226.39]
["1998-08-28",3222.97,null,null,226.52]
["1998-08-27",3223.16,null,null,226.56]
["1998-08-26",3223.35,null,null,226.96]
["1998-08-25",3223.49,null,null,226.94]
["1998-08-24",3223.65,null,null,226.67]
["1998-08-23",3223.82,null,null,226.56]
["1998-08-22",3224,null,null,226.63]
["1998-08-21",3224.19,null,null,226.77]
["1998-08-20",3224.36,null,null,226.52]
["1998-08-19",3224.51,null,null,226.86]
["1998-08-18",3224.7,null,null,226.99]
["1998-08-17",3224.89,null,null,227.57]
["1998-08-16",3225.08,null,null,228.03]
["1998-08-15",3225.3,null,null,228.23]
["1998-08-14",3225.51,null,null,228.21]
["1998-08-13",3225.7,null,null,228.23]
["1998-08-12",3225.85,null,null,228.21]
["1998-08-11",3226.02,null,null,228.23]
["1998-08-10",3226.19,null,null,228.19]
["1998-08-09",3226.39,null,null,228.21]
["1998-08-08",3226.56,null,null,227.85]
["1998-08-07",3226.74,null,null,227.88]
["1998-08-06",3226.89,null,null,227.84]
["1998-08-05",3227.07,null,null,227.51]
["1998-08-04",3227.26,null,null,227.27]
["1998-08-03",3227.38,null,null,227.07]
["1998-08-02",3227.53,null,null,226.88]
["1998-08-01",3227.64,null,null,227.11]
["1998-07-31",3227.77,null,null,227.09]
["1998-07-30",3227.9,null,null,227.45]
["1998-07-29",3228.08,null,null,226.92]
["1998-07-28",3228.22,null,null,227]
["1998-07-27",3228.4,null,null,227]
["1998-07-26",3228.55,null,null,226.92]
["1998-07-25",3228.71,null,null,226.73]
["1998-07-24",3228.83,null,null,227]
["1998-07-23",3229.01,null,null,226.43]
["1998-07-22",3229.16,null,null,226.6]
["1998-07-21",3229.33,null,null,226.5]
["1998-07-20",3229.42,null,null,226.43]
["1998-07-19",3229.6,null,null,226.2]
["1998-07-18",3229.74,null,null,226.2]
["1998-07-17",3229.87,null,null,224.5]
["1998-07-16",3230.07,null,null,222.32]
["1998-07-15",3230.13,null,null,222.32]
["1998-07-14",3230.22,null,null,237.09]
["1998-07-13",3230.35,null,null,243.64]
["1998-07-12",3230.47,null,null,243.37]
["1998-07-11",3230.59,null,null,243.19]
["1998-07-10",3230.72,null,null,243.6]
["1998-07-09",3230.88,null,null,244.84]
["1998-07-08",3230.96,null,null,244.84]
["1998-07-07",3231.03,null,null,244.72]
["1998-07-06",3231.1,null,null,244.14]
["1998-07-05",3231.18,null,null,243.72]
["1998-07-04",3231.28,null,null,243.04]
["1998-07-03",3231.31,null,null,242.75]
["1998-07-02",3231.32,null,null,242.73]
["1998-07-01",3231.32,null,null,242.75]
["1998-06-30",3231.34,null,null,242.73]
["1998-06-29",3231.45,null,null,242.73]
["1998-06-28",3231.5,null,null,242.73]
["1998-06-27",3231.53,null,null,242.73]
["1998-06-26",3231.56,null,null,242.73]
["1998-06-25",3231.57,null,null,269.95]
["1998-06-24",3231.63,null,null,309.22000000000003]
["1998-06-23",3231.71,null,null,309.22000000000003]
["1998-06-22",3231.83,null,null,309.22000000000003]
["1998-06-21",3231.91,null,null,309.22000000000003]
["1998-06-20",3232.01,null,null,309.22000000000003]
["1998-06-19",3232.08,null,null,309.22000000000003]
["1998-06-18",3232.14,null,null,340.9]
["1998-06-17",3232.21,null,null,468.53]
["1998-06-16",3232.35,null,null,621.72]
["1998-06-15",3232.61,null,null,845.52]
["1998-06-14",3232.98,null,null,1006.06]
["1998-06-13",3233.36,null,null,1310.81]
["1998-06-12",3233.82,null,null,1887.66]
["1998-06-11",3234.61,null,null,2079.1]
["1998-06-10",3235.55,null,null,2134.59]
["1998-06-09",3236.47,null,null,2243.2199999999998]
["1998-06-08",3237.41,null,null,2166.84]
["1998-06-07",3238.29,null,null,2126.31]
["1998-06-06",3239.14,null,null,2093.17]
["1998-06-05",3239.87,null,null,1958.42]
["1998-06-04",3240.43,null,null,2096.27]
["1998-06-03",3240.96,null,null,2015.29]
["1998-06-02",3241.27,null,null,1989.88]
["1998-06-01",3241.27,null,null,1963.92]
["1998-05-31",3240.87,null,null,1730.81]
["1998-05-30",3239.28,null,null,1406.32]
["1998-05-29",3236.56,null,null,1312.73]
["1998-05-28",3235.55,null,null,1295.8800000000001]
["1998-05-27",3235.68,null,null,1360.57]
["1998-05-26",3235.68,null,null,1127.74]
["1998-05-25",3235.6,null,null,732.09]
["1998-05-24",3235.59,null,null,733.32]
["1998-05-23",3235.7,null,null,742.74]
["1998-05-22",3235.77,null,null,740.47]
["1998-05-21",3235.77,null,null,702.98]
["1998-05-20",3235.76,null,null,703.2]
["1998-05-19",3235.74,null,null,700.3]
["1998-05-18",3235.71,null,null,695.21]
["1998-05-17",3235.6,null,null,683.24]
["1998-05-16",3235.46,null,null,676.47]
["1998-05-15",3235.46,null,null,676.25]
["1998-05-14",3235.47,null,null,676.39]
["1998-05-13",3235.42,null,null,670.93]
["1998-05-12",3235.31,null,null,718.42]
["1998-05-11",3235.39,null,null,839.61]
["1998-05-10",3235.57,null,null,917.48]
["1998-05-09",3235.69,null,null,923.33]
["1998-05-08",3235.74,null,null,1037.94]
["1998-05-07",3235.92,null,null,1168.6300000000001]
["1998-05-06",3235.95,null,null,1172.31]
["1998-05-05",3235.96,null,null,1030.82]
["1998-05-04",3235.93,null,null,933.96]
["1998-05-03",3235.75,null,null,923.07]
["1998-05-02",3235.65,null,null,911.57]
["1998-05-01",3235.55,null,null,899.99]
["1998-04-30",3235.37,null,null,961.28]
["1998-04-29",3235.2,null,null,999.9]
["1998-04-28",3235.06,null,null,1288.6199999999999]
["1998-04-27",3235.24,null,null,1663.99]
["1998-04-26",3235.61,null,null,1826.72]
["1998-04-25",3235.96,null,null,1855.51]
["1998-04-24",3236.08,null,null,1619.93]
["1998-04-23",3235.88,null,null,1486.8]
["1998-04-22",3235.81,null,null,1205.1099999999999]
["1998-04-21",3235.64,null,null,885.08]
["1998-04-20",3235.46,null,null,463.81]
["1998-04-19",3235.15,null,null,205.12]
["1998-04-18",3234.81,null,null,203.77]
["1998-04-17",3234.54,null,null,203.47]
["1998-04-16",3234.23,null,null,203.47]
["1998-04-15",3233.87,null,null,203.47]
["1998-04-14",3233.55,null,null,203.51]
["1998-04-13",3233.16,null,null,203.47]
["1998-04-12",3232.83,null,null,202.88]
["1998-04-11",3232.44,null,null,202.16]
["1998-04-10",3232,null,null,222.43]
["1998-04-09",3231.62,null,null,276.5]
["1998-04-08",3231.3,null,null,387.99]
["1998-04-07",3231,null,null,522.61]
["1998-04-06",3230.75,null,null,636.58000000000004]
["1998-04-05",3230.52,null,null,698.88]
["1998-04-04",3230.23,null,null,698.26]
["1998-04-03",3229.93,null,null,762.41]
["1998-04-02",3229.88,null,null,1056.42]
["1998-04-01",3230.08,null,null,1271.48]
["1998-03-31",3230.17,null,null,1626.25]
["1998-03-30",3230.55,null,null,2006.7]
["1998-03-29",3231.2,null,null,2047.13]
["1998-03-28",3231.89,null,null,2050.4699999999998]
["1998-03-27",3232.32,null,null,2041.79]
["1998-03-26",3232.29,null,null,2026.11]
["1998-03-25",3231.91,null,null,2026.32]
["1998-03-24",3230.87,null,null,1549.01]
["1998-03-23",3228.09,null,null,621.5]
["1998-03-22",3224.35,null,null,197.9]
["1998-03-21",3221.81,null,null,196.61]
["1998-03-20",3220.72,null,null,196.15]
["1998-03-19",3219.9,null,null,195.33]
["1998-03-18",3219.1,null,null,194.38]
["1998-03-17",3218.18,null,null,194.36]
["1998-03-16",3217.01,null,null,193.51]
["1998-03-15",3215.78,null,null,192.57]
["1998-03-14",3214.09,null,null,191.76]
["1998-03-13",3214.03,null,null,190.78]
["1998-03-12",3213.51,null,null,203.58]
["1998-03-11",3213.39,null,null,288.57]
["1998-03-10",3213.47,null,null,327.18]
["1998-03-09",3213.51,null,null,327.14999999999998]
["1998-03-08",3213.52,null,null,327.14999999999998]
["1998-03-07",3213.52,null,null,327.14999999999998]
["1998-03-06",3213.52,null,null,327.14999999999998]
["1998-03-05",3213.43,null,null,327.14999999999998]
["1998-03-04",3213.34,null,null,327.14999999999998]
["1998-03-03",3213.14,null,null,327.14999999999998]
["1998-03-02",3213.09,null,null,327.18]
["1998-03-01",3213.16,null,null,327.14999999999998]
["1998-02-28",3213.27,null,null,310.77999999999997]
["1998-02-27",3213.38,null,null,275.62]
["1998-02-26",3213.44,null,null,275.62]
["1998-02-25",3213.44,null,null,275.62]
["1998-02-24",3213.44,null,null,275.62]
["1998-02-23",3213.44,null,null,275.60000000000002]
["1998-02-22",3213.42,null,null,275.62]
["1998-02-21",3213.35,null,null,275.64999999999998]
["1998-02-20",3213.35,null,null,296.73]
["1998-02-19",3213.45,null,null,327.14999999999998]
["1998-02-18",3213.56,null,null,327.14999999999998]
["1998-02-17",3213.62,null,null,327.14999999999998]
["1998-02-16",3213.7,null,null,327.18]
["1998-02-15",3213.72,null,null,327.14999999999998]
["1998-02-14",3213.74,null,null,327.14999999999998]
["1998-02-13",3213.77,null,null,327.14999999999998]
["1998-02-12",3213.8,null,null,308.35000000000002]
["1998-02-11",3213.73,null,null,280.29000000000002]
["1998-02-10",3213.69,null,null,280.29000000000002]
["1998-02-09",3213.61,null,null,280.29000000000002]
["1998-02-08",3213.42,null,null,280.29000000000002]
["1998-02-07",3213.18,null,null,280.29000000000002]
["1998-02-06",3212.9,null,null,261.14]
["1998-02-05",3212.69,null,null,237.16]
["1998-02-04",3212.4,null,null,236.52]
["1998-02-03",3212.19,null,null,236.5]
["1998-02-02",3212.16,null,null,236.48]
["1998-02-01",3212.13,null,null,236.72]
["1998-01-31",3212.03,null,null,216.74]
["1998-01-30",3211.85,null,null,194.36]
["1998-01-29",3211.57,null,null,137.66]
["1998-01-28",3211.16,null,null,69.09]
["1998-01-27",3210.53,null,null,69.09]
["1998-01-26",3210.05,null,null,68.91]
["1998-01-25",3209.84,null,null,68.37]
["1998-01-24",3209.6,null,null,68.16]
["1998-01-23",3209.32,null,null,68.2]
["1998-01-22",3209.15,null,null,67.98]
["1998-01-21",3208.93,null,null,68.099999999999994]
["1998-01-20",3208.65,null,null,67.98]
["1998-01-19",3208.22,null,null,67.98]
["1998-01-18",3207.73,null,null,67.98]
["1998-01-17",3207.31,null,null,67.98]
["1998-01-16",3207.13,null,null,67.94]
["1998-01-15",3207.03,null,null,67.8]
["1998-01-14",3206.99,null,null,67.739999999999995]
["1998-01-13",3206.95,null,null,66.98]
["1998-01-12",3206.95,null,null,67.209999999999994]
["1998-01-11",3206.95,null,null,67.64]
["1998-01-10",3206.95,null,null,67.03]
["1998-01-09",3206.95,null,null,67.28]
["1998-01-08",3206.95,null,null,67.349999999999994]
["1998-01-07",3206.95,null,null,67.099999999999994]
["1998-01-06",3206.95,null,null,67.72]
["1998-01-05",3206.96,null,null,67.209999999999994]
["1998-01-04",3206.96,null,null,66.89]
["1998-01-03",3206.96,null,null,67.33]
["1998-01-02",3206.96,null,null,67.67]
["1998-01-01",3206.96,null,null,67.59]
["1997-12-31",3206.96,null,null,66.87]
["1997-12-30",3206.95,null,null,66.94]
["1997-12-29",3206.95,null,null,66.87]
["1997-12-28",3206.95,null,null,66.87]
["1997-12-27",3206.95,null,null,66.87]
["1997-12-26",3206.95,null,null,66.87]
["1997-12-25",3206.95,null,null,66.87]
["1997-12-24",3207,null,null,66.89]
["1997-12-23",3206.97,null,null,66.900000000000006]
["1997-12-22",3206.97,null,null,67.05]
["1997-12-21",3206.97,null,null,67.55]
["1997-12-20",3206.97,null,null,67.53]
["1997-12-19",3206.97,null,null,67.53]
["1997-12-18",3206.92,null,null,67.98]
["1997-12-17",3206.92,null,null,67.98]
["1997-12-16",3206.92,null,null,67.91]
["1997-12-15",3206.92,null,null,67.97]
["1997-12-14",3206.92,null,null,67.75]
["1997-12-13",3206.92,null,null,67.81]
["1997-12-12",3206.93,null,null,67.98]
["1997-12-11",3207.05,null,null,68.239999999999995]
["1997-12-10",3207.05,null,null,68.73]
["1997-12-09",3207.05,null,null,69.09]
["1997-12-08",3207.05,null,null,69.09]
["1997-12-07",3207.05,null,null,69.06]
["1997-12-06",3207.05,null,null,69.09]
["1997-12-05",3207.05,null,null,69.069999999999993]
["1997-12-04",3207.06,null,null,69.06]
["1997-12-03",3207.06,null,null,69.06]
["1997-12-02",3207.06,null,null,69.09]
["1997-12-01",3207.06,null,null,69.09]
["1997-11-30",3207.06,null,null,69.09]
["1997-11-29",3207.06,null,null,69.09]
["1997-11-28",3207.06,null,null,69.09]
["1997-11-27",3207.06,null,null,69.09]
["1997-11-26",3207.06,null,null,69.09]
["1997-11-25",3207.06,null,null,69.09]
["1997-11-24",3207.06,null,null,70.23]
["1997-11-23",3207.06,null,null,77.180000000000007]
["1997-11-22",3207.06,null,null,77.17]
["1997-11-21",3207.06,null,null,82.1]
["1997-11-20",3207.25,null,null,88.46]
["1997-11-19",3207.25,null,null,89.27]
["1997-11-18",3207.26,null,null,89.21]
["1997-11-17",3207.26,null,null,89.6]
["1997-11-16",3207.27,null,null,89.5]
["1997-11-15",3207.27,null,null,89.48]
["1997-11-14",3207.27,null,null,89.57]
["1997-11-13",3207.27,null,null,89.6]
["1997-11-12",3207.27,null,null,89.6]
["1997-11-11",3207.32,null,null,89.6]
["1997-11-10",3207.32,null,null,89.6]
["1997-11-09",3207.32,null,null,89.6]
["1997-11-08",3207.32,null,null,89.6]
["1997-11-07",3207.32,null,null,89.6]
["1997-11-06",3207.32,null,null,78.97]
["1997-11-05",3207.4,null,null,96.21]
["1997-11-04",3207.45,null,null,96.21]
["1997-11-03",3207.45,null,null,96.21]
["1997-11-02",3207.46,null,null,96.21]
["1997-11-01",3207.47,null,null,96.21]
["1997-10-31",3207.47,null,null,103.05]
["1997-10-30",3207.47,null,null,113.18]
["1997-10-29",3207.52,null,null,113.16]
["1997-10-28",3207.52,null,null,113.16]
["1997-10-27",3207.66,null,null,113.16]
["1997-10-26",3207.66,null,null,113.16]
["1997-10-25",3207.67,null,null,113.16]
["1997-10-24",3207.67,null,null,116.9]
["1997-10-23",3207.82,null,null,122.73]
["1997-10-22",3207.91,null,null,122.81]
["1997-10-21",3207.96,null,null,122.99]
["1997-10-20",3208.01,null,null,123.4]
["1997-10-19",3208.09,null,null,123.59]
["1997-10-18",3208.15,null,null,123.74]
["1997-10-17",3208.21,null,null,123.78]
["1997-10-16",3208.29,null,null,123.44]
["1997-10-15",3208.36,null,null,122.91]
["1997-10-14",3208.41,null,null,122.79]
["1997-10-13",3208.48,null,null,122.61]
["1997-10-12",3208.5,null,null,122.24]
["1997-10-11",3208.57,null,null,122.39]
["1997-10-10",3208.63,null,null,121.95]
["1997-10-09",3208.76,null,null,120.69]
["1997-10-08",3208.82,null,null,120.71]
["1997-10-07",3208.94,null,null,120.69]
["1997-10-06",3209.02,null,null,120.69]
["1997-10-05",3209.16,null,null,120.69]
["1997-10-04",3209.24,null,null,120.69]
["1997-10-03",3209.42,null,null,120.69]
["1997-10-02",3209.51,null,null,120.69]
["1997-10-01",3209.62,null,null,133.80000000000001]
["1997-09-30",3209.81,null,null,146.63]
["1997-09-29",3209.97,null,null,146.63]
["1997-09-28",3210.09,null,null,146.63]
["1997-09-27",3210.28,null,null,146.75]
["1997-09-26",3210.37,null,null,158.65]
["1997-09-25",3210.57,null,null,173.57]
["1997-09-24",3210.69,null,null,173.57]
["1997-09-23",3210.77,null,null,173.57]
["1997-09-22",3210.96,null,null,173.57]
["1997-09-21",3211.09,null,null,173.57]
["1997-09-20",3211.24,null,null,173.57]
["1997-09-19",3211.32,null,null,188.87]
["1997-09-18",3211.5,null,null,212.79]
["1997-09-17",3211.64,null,null,209.4]
["1997-09-16",3211.84,null,null,207.17]
["1997-09-15",3211.97,null,null,207.19]
["1997-09-14",3212.19,null,null,207.19]
["1997-09-13",3212.44,null,null,207.31]
["1997-09-12",3212.59,null,null,207.4]
["1997-09-11",3212.82,null,null,207.79]
["1997-09-10",3213.12,null,null,207.65]
["1997-09-09",3213.31,null,null,207.44]
["1997-09-08",3213.51,null,null,207.52]
["1997-09-07",3213.68,null,null,207.31]
["1997-09-06",3213.87,null,null,207.32]
["1997-09-05",3213.99,null,null,207.46]
["1997-09-04",3214.24,null,null,207.19]
["1997-09-03",3214.4,null,null,207.23]
["1997-09-02",3214.53,null,null,207.21]
["1997-09-01",3214.66,null,null,207.17]
["1997-08-31",3214.85,null,null,207.16]
["1997-08-30",3215.01,null,null,206.98]
["1997-08-29",3215.22,null,null,206.98]
["1997-08-28",3215.44,null,null,206.67]
["1997-08-27",3215.65,null,null,206.47]
["1997-08-26",3215.91,null,null,206.55]
["1997-08-25",3216.1,null,null,207.67]
["1997-08-24",3216.3,null,null,210.06]
["1997-08-23",3216.46,null,null,209.84]
["1997-08-22",3216.6,null,null,209.91]
["1997-08-21",3216.87,null,null,210.52]
["1997-08-20",3217.05,null,null,210.89]
["1997-08-19",3217.23,null,null,210.87]
["1997-08-18",3217.4,null,null,210.91]
["1997-08-17",3217.6,null,null,210.85]
["1997-08-16",3217.79,null,null,210.75]
["1997-08-15",3217.98,null,null,210.91]
["1997-08-14",3218.19,null,null,210.89]
["1997-08-13",3218.4,null,null,210.54]
["1997-08-12",3218.65,null,null,210.91]
["1997-08-11",3218.91,null,null,210.91]
["1997-08-10",3219.07,null,null,210.91]
["1997-08-09",3219.26,null,null,210.91]
["1997-08-08",3219.47,null,null,210.91]
["1997-08-07",3219.71,null,null,210.91]
["1997-08-06",3219.92,null,null,210.91]
["1997-08-05",3220.07,null,null,210.91]
["1997-08-04",3220.22,null,null,210.91]
["1997-08-03",3220.37,null,null,210.91]
["1997-08-02",3220.49,null,null,210.91]
["1997-08-01",3220.66,null,null,210.91]
["1997-07-31",3220.78,null,null,210.93]
["1997-07-30",3220.93,null,null,210.91]
["1997-07-29",3220.99,null,null,211.22]
["1997-07-28",3221.13,null,null,211.12]
["1997-07-27",3221.37,null,null,211.04]
["1997-07-26",3221.57,null,null,211.12]
["1997-07-25",3221.79,null,null,211.36]
["1997-07-24",3221.99,null,null,211.51]
["1997-07-23",3222.18,null,null,211.59]
["1997-07-22",3222.39,null,null,211.63]
["1997-07-21",3222.54,null,null,211.75]
["1997-07-20",3222.74,null,null,211.73]
["1997-07-19",3222.88,null,null,211.65]
["1997-07-18",3223.05,null,null,211.98]
["1997-07-17",3223.2,null,null,211.94]
["1997-07-16",3223.38,null,null,211.9]
["1997-07-15",3223.52,null,null,211.77]
["1997-07-14",3223.67,null,null,211.67]
["1997-07-13",3223.85,null,null,211.74]
["1997-07-12",3223.99,null,null,211.65]
["1997-07-11",3224.13,null,null,211.81]
["1997-07-10",3224.37,null,null,211.79]
["1997-07-09",3224.47,null,null,212.07]
["1997-07-08",3224.73,null,null,212.03]
["1997-07-07",3224.91,null,null,211.87]
["1997-07-06",3225.12,null,null,211.89]
["1997-07-05",3225.25,null,null,211.95]
["1997-07-04",3225.42,null,null,211.81]
["1997-07-03",3225.52,null,null,211.61]
["1997-07-02",3225.68,null,null,215.1]
["1997-07-01",3225.78,null,null,230.83]
["1997-06-30",3225.84,null,null,260.05]
["1997-06-29",3225.94,null,null,294.04000000000002]
["1997-06-28",3226.17,null,null,293.86]
["1997-06-27",3226.33,null,null,293.89]
["1997-06-26",3226.51,null,null,294.3]
["1997-06-25",3226.69,null,null,294.2]
["1997-06-24",3226.87,null,null,294.20999999999998]
["1997-06-23",3227.01,null,null,294.44]
["1997-06-22",3227.22,null,null,294.49]
["1997-06-21",3227.47,null,null,282.87]
["1997-06-20",3227.67,null,null,280.2]
["1997-06-19",3227.92,null,null,280.27]
["1997-06-18",3228.12,null,null,280.29000000000002]
["1997-06-17",3228.28,null,null,280.33999999999997]
["1997-06-16",3228.5,null,null,280.29000000000002]
["1997-06-15",3228.62,null,null,280.29000000000002]
["1997-06-14",3228.74,null,null,280.27]
["1997-06-13",3228.82,null,null,280.22000000000003]
["1997-06-12",3228.85,null,null,327.29000000000002]
["1997-06-11",3229.09,null,null,361.42]
["1997-06-10",3229.21,null,null,361.05]
["1997-06-09",3229.46,null,null,361.46]
["1997-06-08",3229.63,null,null,361.74]
["1997-06-07",3229.89,null,null,361.63]
["1997-06-06",3230.03,null,null,361.82]
["1997-06-05",3230.17,null,null,337.8]
["1997-06-04",3230.4,null,null,311.7]
["1997-06-03",3230.56,null,null,311.91000000000003]
["1997-06-02",3230.68,null,null,311.76]
["1997-06-01",3230.82,null,null,311.91000000000003]
["1997-05-31",3230.94,null,null,312.41000000000003]
["1997-05-30",3231.19,null,null,312.04000000000002]
["1997-05-29",3231.33,null,null,311.7]
["1997-05-28",3231.73,null,null,311.94]
["1997-05-27",3231.86,null,null,312.04000000000002]
["1997-05-26",3232,null,null,311.86]
["1997-05-25",3232.12,null,null,311.95999999999998]
["1997-05-24",3232.26,null,null,311.99]
["1997-05-23",3232.4,null,null,312.22000000000003]
["1997-05-22",3232.6,null,null,312.27999999999997]
["1997-05-21",3232.77,null,null,312.2]
["1997-05-20",3232.95,null,null,312.12]
["1997-05-19",3233.13,null,null,312.02]
["1997-05-18",3233.32,null,null,311.76]
["1997-05-17",3233.51,null,null,312.08999999999997]
["1997-05-16",3233.65,null,null,279.72000000000003]
["1997-05-15",3233.72,null,null,253.36]
["1997-05-14",3233.72,null,null,252.71]
["1997-05-13",3233.72,null,null,287.89999999999998]
["1997-05-12",3233.76,null,null,312.81]
["1997-05-11",3233.76,null,null,312.04000000000002]
["1997-05-10",3233.76,null,null,311.7]
["1997-05-09",3233.76,null,null,311.7]
["1997-05-08",3233.76,null,null,311.7]
["1997-05-07",3233.76,null,null,338.87]
["1997-05-06",3233.73,null,null,369.71]
["1997-05-05",3233.73,null,null,368.84]
["1997-05-04",3233.72,null,null,368.13]
["1997-05-03",3233.72,null,null,526.9]
["1997-05-02",3233.72,null,null,681.76]
["1997-05-01",3233.83,null,null,947.1]
["1997-04-30",3234.16,null,null,1216.43]
["1997-04-29",3234.46,null,null,1394.61]
["1997-04-28",3234.76,null,null,1719.12]
["1997-04-27",3235.26,null,null,1851.32]
["1997-04-26",3235.87,null,null,1898.61]
["1997-04-25",3236.5,null,null,1951.43]
["1997-04-24",3236.72,null,null,1602.98]
["1997-04-23",3236.5,null,null,1184.69]
["1997-04-22",3236.26,null,null,1160.8900000000001]
["1997-04-21",3236.14,null,null,951.17]
["1997-04-20",3235.85,null,null,695.05]
["1997-04-19",3235.32,null,null,667.69]
["1997-04-18",3235.31,null,null,662.84]
["1997-04-17",3235.37,null,null,663.3]
["1997-04-16",3235.39,null,null,667.36]
["1997-04-15",3235.46,null,null,599.86]
["1997-04-14",3235.43,null,null,466.03]
["1997-04-13",3235.27,null,null,326.02]
["1997-04-12",3235.24,null,null,322.13]
["1997-04-11",3235.11,null,null,315.48]
["1997-04-10",3234.93,null,null,312.32]
["1997-04-09",3234.83,null,null,309.22000000000003]
["1997-04-08",3234.65,null,null,309.17]
["1997-04-07",3234.47,null,null,308.10000000000002]
["1997-04-06",3234.3,null,null,306.99]
["1997-04-05",3234.12,null,null,306.75]
["1997-04-04",3233.92,null,null,306.75]
["1997-04-03",3233.72,null,null,390.21]
["1997-04-02",3233.58,null,null,550.97]
["1997-04-01",3233.52,null,null,758.03]
["1997-03-31",3233.52,null,null,969.89]
["1997-03-30",3233.52,null,null,1091.42]
["1997-03-29",3233.45,null,null,1091.3499999999999]
["1997-03-28",3233.34,null,null,1090.8800000000001]
["1997-03-27",3233.07,null,null,1088.8399999999999]
["1997-03-26",3232.65,null,null,446.21]
["1997-03-25",3231.8,null,null,145.38]
["1997-03-24",3230.81,null,null,144.13999999999999]
["1997-03-23",3229.71,null,null,143.22999999999999]
["1997-03-22",3228.48,null,null,142.54]
["1997-03-21",3227.1,null,null,141.55000000000001]
["1997-03-20",3225.58,null,null,141.59]
["1997-03-19",3224.32,null,null,141.55000000000001]
["1997-03-18",3223.26,null,null,141.32]
["1997-03-17",3222.33,null,null,140.06]
["1997-03-16",3221.48,null,null,139.88]
["1997-03-15",3220.97,null,null,139.6]
["1997-03-14",3220.56,null,null,138.30000000000001]
["1997-03-13",3220.1,null,null,138.22]
["1997-03-12",3219.53,null,null,138.22]
["1997-03-11",3218.79,null,null,137.56]
["1997-03-10",3217.99,null,null,136.62]
["1997-03-09",3217.66,null,null,136.57]
["1997-03-08",3217.31,null,null,136.57]
["1997-03-07",3216.97,null,null,136.57]
["1997-03-06",3216.66,null,null,136.57]
["1997-03-05",3216.36,null,null,136.57]
["1997-03-04",3216.06,null,null,135.49]
["1997-03-03",3215.73,null,null,135.1]
["1997-03-02",3215.25,null,null,134.97]
["1997-03-01",3214.9,null,null,135]
["1997-02-28",3214.67,null,null,180.14]
["1997-02-27",3214.12,null,null,242.73]
["1997-02-26",3214.12,null,null,242.73]
["1997-02-25",3214,null,null,346.11]
["1997-02-24",3213.98,null,null,546.29999999999995]
["1997-02-23",3214.11,null,null,649.88]
["1997-02-22",3214.24,null,null,652.01]
["1997-02-21",3214.24,null,null,684.23]
["1997-02-20",3214.12,null,null,708.2]
["1997-02-19",3214.12,null,null,708.25]
["1997-02-18",3214.03,null,null,708.2]
["1997-02-17",3213.81,null,null,708.2]
["1997-02-16",3213.81,null,null,708.2]
["1997-02-15",3213.87,null,null,708.2]
["1997-02-14",3214.02,null,null,708.2]
["1997-02-13",3214.18,null,null,708.2]
["1997-02-12",3214.46,null,null,759.13]
["1997-02-11",3214.67,null,null,815.67]
["1997-02-10",3214.97,null,null,815.67]
["1997-02-09",3215.14,null,null,815.67]
["1997-02-08",3215.34,null,null,815.67]
["1997-02-07",3215.53,null,null,909.28]
["1997-02-06",3215.79,null,null,1023.8]
["1997-02-05",3216.08,null,null,1024.8800000000001]
["1997-02-04",3216.1,null,null,1026.78]
["1997-02-03",3216.01,null,null,1020.99]
["1997-02-02",3214.12,null,null,1016.84]
["1997-02-01",3214.12,null,null,1010.39]
["1997-01-31",3212.98,null,null,597.74]
["1997-01-30",3212.01,null,null,480.2]
["1997-01-29",3211.49,null,null,478.49]
["1997-01-28",3210.66,null,null,478.45]
["1997-01-27",3210.66,null,null,478.45]
["1997-01-26",3210.73,null,null,478.45]
["1997-01-25",3210.85,null,null,478.45]
["1997-01-24",3211.04,null,null,529.5]
["1997-01-23",3211.29,null,null,640.32000000000005]
["1997-01-22",3211.6,null,null,698.98]
["1997-01-21",3211.88,null,null,699.12]
["1997-01-20",3212.14,null,null,699.08]
["1997-01-19",3212.29,null,null,699.08]
["1997-01-18",3212.33,null,null,699.75]
["1997-01-17",3212.39,null,null,659.12]
["1997-01-16",3212.52,null,null,595.14]
["1997-01-15",3212.73,null,null,595.14]
["1997-01-14",3213.06,null,null,806.13]
["1997-01-13",3213.58,null,null,1233.54]
["1997-01-12",3214.37,null,null,1430.85]
["1997-01-11",3215.03,null,null,1432.56]
["1997-01-10",3215.6,null,null,1437.17]
["1997-01-09",3216.14,null,null,1675.43]
["1997-01-08",3216.93,null,null,2185.84]
["1997-01-07",3218,null,null,2698.84]
["1997-01-06",3219.45,null,null,2932.31]
["1997-01-05",3220.99,null,null,2946.72]
["1997-01-04",3222.12,null,null,2957.57]
["1997-01-03",3222.46,null,null,2957.85]
["1997-01-02",3221.47,null,null,2941.04]
["1997-01-01",3218.45,null,null,2911.81]
["1996-12-31",3215.15,null,null,2491.42]
["1996-12-30",3212.84,null,null,1508.25]
["1996-12-29",3211.15,null,null,1018.33]
["1996-12-28",3210.8,null,null,661.4]
["1996-12-27",3209.91,null,null,325.75]
["1996-12-26",3208.37,null,null,146.63]
["1996-12-25",3207.89,null,null,146.63]
["1996-12-24",3207.72,null,null,146.63]
["1996-12-23",3207.62,null,null,168.27]
["1996-12-22",3207.55,null,null,197.98]
["1996-12-21",3207.5,null,null,197.98]
["1996-12-20",3207.46,null,null,197.98]
["1996-12-19",3207.46,null,null,334.09]
["1996-12-18",3207.63,null,null,741.87]
["1996-12-17",3208.15,null,null,1240.1600000000001]
["1996-12-16",3209.02,null,null,1767.92]
["1996-12-15",3210.35,null,null,2043.65]
["1996-12-14",3211.93,null,null,2057.83]
["1996-12-13",3213.32,null,null,2069.81]
["1996-12-12",3214.51,null,null,2084.4899999999998]
["1996-12-11",3215.32,null,null,1611.97]
["1996-12-10",3214.94,null,null,823.49]
["1996-12-09",3213.67,null,null,365.79]
["1996-12-08",3212.88,null,null,236.46]
["1996-12-07",3212.71,null,null,236.44]
["1996-12-06",3212.67,null,null,236.46]
["1996-12-05",3212.72,null,null,236.46]
["1996-12-04",3212.73,null,null,236.42]
["1996-12-03",3212.84,null,null,236.46]
["1996-12-02",3212.9,null,null,236.46]
["1996-12-01",3212.92,null,null,236.46]
["1996-11-30",3212.98,null,null,236.46]
["1996-11-29",3213.06,null,null,236.46]
["1996-11-28",3213.1,null,null,236.48]
["1996-11-27",3213.13,null,null,236.46]
["1996-11-26",3213.2,null,null,236.46]
["1996-11-25",3213.21,null,null,236.46]
["1996-11-24",3213.22,null,null,236.48]
["1996-11-23",3213.22,null,null,236.46]
["1996-11-22",3213.22,null,null,236.46]
["1996-11-21",3213.17,null,null,236.63]
["1996-11-20",3213.1,null,null,236.53]
["1996-11-19",3212.85,null,null,193.46]
["1996-11-18",3212.71,null,null,135.43]
["1996-11-17",3212.69,null,null,134.93]
["1996-11-16",3212.76,null,null,134.93]
["1996-11-15",3212.81,null,null,134.97]
["1996-11-14",3212.84,null,null,134.93]
["1996-11-13",3212.89,null,null,134.93]
["1996-11-12",3212.91,null,null,134.93]
["1996-11-11",3212.98,null,null,134.93]
["1996-11-10",3213.05,null,null,134.93]
["1996-11-09",3213.1,null,null,134.93]
["1996-11-08",3213.1,null,null,111.47]
["1996-11-07",3213.08,null,null,77.2]
["1996-11-06",3213.08,null,null,77.33]
["1996-11-05",3213.08,null,null,77.59]
["1996-11-04",3213.08,null,null,78.349999999999994]
["1996-11-03",3213.08,null,null,78.37]
["1996-11-02",3213.08,null,null,78.12]
["1996-11-01",3213.06,null,null,77.44]
["1996-10-31",3213.06,null,null,77.41]
["1996-10-30",3213.06,null,null,77.23]
["1996-10-29",3213.06,null,null,69.39]
["1996-10-28",3213.06,null,null,82.02]
["1996-10-27",3213.06,null,null,82.02]
["1996-10-26",3213.06,null,null,82.02]
["1996-10-25",3213.06,null,null,82.02]
["1996-10-24",3213.06,null,null,82.02]
["1996-10-23",3213.07,null,null,82.02]
["1996-10-22",3213.07,null,null,87.94]
["1996-10-21",3213.12,null,null,107.73]
["1996-10-20",3213.2,null,null,123.78]
["1996-10-19",3213.26,null,null,123.78]
["1996-10-18",3213.32,null,null,134.07]
["1996-10-17",3213.38,null,null,161.88999999999999]
["1996-10-16",3213.52,null,null,179.25]
["1996-10-15",3213.65,null,null,179.23]
["1996-10-14",3213.78,null,null,179.27]
["1996-10-13",3213.94,null,null,179.27]
["1996-10-12",3214.07,null,null,179.27]
["1996-10-11",3214.19,null,null,179.27]
["1996-10-10",3214.37,null,null,179.27]
["1996-10-09",3214.49,null,null,169.98]
["1996-10-08",3214.55,null,null,162.49]
["1996-10-07",3214.61,null,null,162.49]
["1996-10-06",3214.78,null,null,162.49]
["1996-10-05",3214.89,null,null,162.49]
["1996-10-04",3215.01,null,null,162.49]
["1996-10-03",3215.13,null,null,162.38]
["1996-10-02",3215.23,null,null,161.54]
["1996-10-01",3215.33,null,null,161.22999999999999]
["1996-09-30",3215.45,null,null,160.97999999999999]
["1996-09-29",3215.61,null,null,160.69999999999999]
["1996-09-28",3215.74,null,null,160.68]
["1996-09-27",3215.85,null,null,160.68]
["1996-09-26",3215.93,null,null,160.68]
["1996-09-25",3216.02,null,null,160.68]
["1996-09-24",3216.19,null,null,160.68]
["1996-09-23",3216.33,null,null,160.68]
["1996-09-22",3216.44,null,null,160.68]
["1996-09-21",3216.55,null,null,160.68]
["1996-09-20",3216.7,null,null,175.9]
["1996-09-19",3216.85,null,null,198.28]
["1996-09-18",3216.99,null,null,216.47]
["1996-09-17",3217.2,null,null,234.39]
["1996-09-16",3217.36,null,null,234.39]
["1996-09-15",3217.61,null,null,234.47]
["1996-09-14",3217.8,null,null,234.41]
["1996-09-13",3218,null,null,234.6]
["1996-09-12",3218.18,null,null,234.5]
["1996-09-11",3218.41,null,null,234.39]
["1996-09-10",3218.59,null,null,234.45]
["1996-09-09",3218.78,null,null,234.39]
["1996-09-08",3218.97,null,null,234.54]
["1996-09-07",3219.19,null,null,234.97]
["1996-09-06",3219.36,null,null,235.06]
["1996-09-05",3219.54,null,null,235.78]
["1996-09-04",3219.76,null,null,236.23]
["1996-09-03",3220,null,null,236.35]
["1996-09-02",3220.21,null,null,236.46]
["1996-09-01",3220.46,null,null,236.46]
["1996-08-31",3220.67,null,null,236.46]
["1996-08-30",3220.88,null,null,236.46]
["1996-08-29",3221.11,null,null,236.46]
["1996-08-28",3221.28,null,null,236.46]
["1996-08-27",3221.47,null,null,236.48]
["1996-08-26",3221.62,null,null,236.46]
["1996-08-25",3221.84,null,null,236.46]
["1996-08-24",3222.03,null,null,236.46]
["1996-08-23",3222.21,null,null,236.46]
["1996-08-22",3222.4,null,null,236.46]
["1996-08-21",3222.6,null,null,236.46]
["1996-08-20",3222.81,null,null,236.48]
["1996-08-19",3223,null,null,236.46]
["1996-08-18",3223.21,null,null,236.46]
["1996-08-17",3223.45,null,null,226.3]
["1996-08-16",3223.66,null,null,207.17]
["1996-08-15",3223.87,null,null,210.14]
["1996-08-14",3224,null,null,231.94]
["1996-08-13",3224.22,null,null,240.65]
["1996-08-12",3224.35,null,null,240.63]
["1996-08-11",3224.56,null,null,240.63]
["1996-08-10",3224.77,null,null,240.65]
["1996-08-09",3224.94,null,null,240.63]
["1996-08-08",3225.12,null,null,240.63]
["1996-08-07",3225.28,null,null,240.63]
["1996-08-06",3225.46,null,null,240.63]
["1996-08-05",3225.63,null,null,240.63]
["1996-08-04",3225.87,null,null,240.63]
["1996-08-03",3226.06,null,null,240.86]
["1996-08-02",3226.27,null,null,242.73]
["1996-08-01",3226.54,null,null,242.73]
["1996-07-31",3226.77,null,null,242.73]
["1996-07-30",3226.96,null,null,242.73]
["1996-07-29",3227.14,null,null,242.73]
["1996-07-28",3227.31,null,null,242.73]
["1996-07-27",3227.46,null,null,242.73]
["1996-07-26",3227.64,null,null,242.73]
["1996-07-25",3227.83,null,null,242.73]
["1996-07-24",3228.01,null,null,242.73]
["1996-07-23",3228.19,null,null,242.73]
["1996-07-22",3228.34,null,null,242.73]
["1996-07-21",3228.48,null,null,242.73]
["1996-07-20",3228.63,null,null,242.73]
["1996-07-19",3228.79,null,null,242.73]
["1996-07-18",3228.99,null,null,242.95]
["1996-07-17",3229.18,null,null,240.89]
["1996-07-16",3229.42,null,null,242.3]
["1996-07-15",3229.65,null,null,242.73]
["1996-07-14",3229.81,null,null,242.73]
["1996-07-13",3230.02,null,null,242.73]
["1996-07-12",3230.17,null,null,242.73]
["1996-07-11",3230.3,null,null,242.73]
["1996-07-10",3230.44,null,null,242.73]
["1996-07-09",3230.58,null,null,242.73]
["1996-07-08",3230.78,null,null,242.73]
["1996-07-07",3230.9,null,null,242.73]
["1996-07-06",3231.04,null,null,242.73]
["1996-07-05",3231.18,null,null,242.73]
["1996-07-04",3231.39,null,null,242.73]
["1996-07-03",3231.56,null,null,242.73]
["1996-07-02",3231.74,null,null,242.73]
["1996-07-01",3231.85,null,null,242.73]
["1996-06-30",3231.93,null,null,250.96]
["1996-06-29",3232.04,null,null,255.74]
["1996-06-28",3232.15,null,null,255.67]
["1996-06-27",3232.33,null,null,255.63]
["1996-06-26",3232.44,null,null,255.72]
["1996-06-25",3232.53,null,null,255.58]
["1996-06-24",3232.75,null,null,255.72]
["1996-06-23",3232.89,null,null,255.88]
["1996-06-22",3232.99,null,null,256.08]
["1996-06-21",3233.19,null,null,255.81]
["1996-06-20",3233.35,null,null,255.58]
["1996-06-19",3233.48,null,null,255.54]
["1996-06-18",3233.65,null,null,255.56]
["1996-06-17",3233.83,null,null,255.56]
["1996-06-16",3234.01,null,null,255.54]
["1996-06-15",3234.18,null,null,255.56]
["1996-06-14",3234.36,null,null,255.54]
["1996-06-13",3234.52,null,null,279.33999999999997]
["1996-06-12",3234.71,null,null,314.2]
["1996-06-11",3234.91,null,null,314.25]
["1996-06-10",3235.09,null,null,318.83999999999997]
["1996-06-09",3235.25,null,null,327.35000000000002]
["1996-06-08",3235.52,null,null,338.51]
["1996-06-07",3235.72,null,null,350.75]
["1996-06-06",3235.86,null,null,338.27]
["1996-06-05",3236.03,null,null,319.14999999999998]
["1996-06-04",3236.15,null,null,331.37]
["1996-06-03",3236.24,null,null,369.48]
["1996-06-02",3236.38,null,null,416.06]
["1996-06-01",3236.48,null,null,430.4]
["1996-05-31",3236.59,null,null,466.82]
["1996-05-30",3236.7,null,null,543.39]
["1996-05-29",3236.88,null,null,602.41]
["1996-05-28",3237.05,null,null,625.49]
["1996-05-27",3237.21,null,null,644.22]
["1996-05-26",3237.26,null,null,656.46]
["1996-05-25",3237.26,null,null,655.47]
["1996-05-24",3237.18,null,null,640.84]
["1996-05-23",3237,null,null,611.89]
["1996-05-22",3236.78,null,null,581.94000000000005]
["1996-05-21",3236.63,null,null,568.87]
["1996-05-20",3236.53,null,null,465.88]
["1996-05-19",3236.24,null,null,323.22000000000003]
["1996-05-18",3235.76,null,null,279.26]
["1996-05-17",3235.36,null,null,258.58999999999997]
["1996-05-16",3235.33,null,null,249.22]
["1996-05-15",3235.23,null,null,245.69]
["1996-05-14",3235.23,null,null,223.03]
["1996-05-13",3235.22,null,null,215.02]
["1996-05-12",3235.26,null,null,244.84]
["1996-05-11",3235.26,null,null,244.91]
["1996-05-10",3235.26,null,null,245.42]
["1996-05-09",3235.22,null,null,245.79]
["1996-05-08",3235.21,null,null,245.44]
["1996-05-07",3235.21,null,null,243.73]
["1996-05-06",3235.17,null,null,241.36]
["1996-05-05",3235.12,null,null,239.57]
["1996-05-04",3235.04,null,null,237.66]
["1996-05-03",3234.93,null,null,267.13]
["1996-05-02",3234.89,null,null,357.27]
["1996-05-01",3234.87,null,null,468.08]
["1996-04-30",3234.84,null,null,631.08000000000004]
["1996-04-29",3234.86,null,null,935.32]
["1996-04-28",3235.07,null,null,1095.68]
["1996-04-27",3235.16,null,null,1101.27]
["1996-04-26",3235.16,null,null,1100.6600000000001]
["1996-04-25",3235.05,null,null,1094.48]
["1996-04-24",3234.51,null,null,534.82000000000005]
["1996-04-23",3233.7,null,null,208.54]
["1996-04-22",3233.16,null,null,207.23]
["1996-04-21",3232.97,null,null,207.23]
["1996-04-20",3232.83,null,null,207.21]
["1996-04-19",3232.71,null,null,207.21]
["1996-04-18",3232.6,null,null,207]
["1996-04-17",3232.44,null,null,206.43]
["1996-04-16",3232.25,null,null,206.06]
["1996-04-15",3232.1,null,null,205.78]
["1996-04-14",3231.95,null,null,205.31]
["1996-04-13",3231.71,null,null,205.31]
["1996-04-12",3231.42,null,null,205.09]
["1996-04-11",3231.09,null,null,204.23]
["1996-04-10",3230.78,null,null,203.47]
["1996-04-09",3230.41,null,null,203.47]
["1996-04-08",3230.09,null,null,203.09]
["1996-04-07",3229.73,null,null,201.63]
["1996-04-06",3229.44,null,null,201.63]
["1996-04-05",3229.16,null,null,201.63]
["1996-04-04",3228.85,null,null,201.62]
["1996-04-03",3228.52,null,null,201.07]
["1996-04-02",3228.14,null,null,200.11]
["1996-04-01",3227.68,null,null,199.82]
["1996-03-31",3227.35,null,null,214.35]
["1996-03-30",3227.14,null,null,224.26]
["1996-03-29",3226.96,null,null,224.26]
["1996-03-28",3226.73,null,null,223.81]
["1996-03-27",3226.51,null,null,222.77]
["1996-03-26",3226.26,null,null,222.35]
["1996-03-25",3226,null,null,222.32]
["1996-03-24",3225.74,null,null,222.32]
["1996-03-23",3225.42,null,null,222.32]
["1996-03-22",3225.03,null,null,221.69]
["1996-03-21",3224.61,null,null,298.05]
["1996-03-20",3224.17,null,null,423.45]
["1996-03-19",3223.86,null,null,530.29999999999995]
["1996-03-18",3223.64,null,null,613.23]
["1996-03-17",3223.43,null,null,636.92999999999995]
["1996-03-16",3223.13,null,null,687.64]
["1996-03-15",3222.83,null,null,797.85]
["1996-03-14",3222.51,null,null,892.98]
["1996-03-13",3222.12,null,null,906.98]
["1996-03-12",3221.49,null,null,906.14]
["1996-03-11",3220.81,null,null,902.99]
["1996-03-10",3220.46,null,null,901.25]
["1996-03-09",3220.05,null,null,901.02]
["1996-03-08",3219.71,null,null,900.62]
["1996-03-07",3219.77,null,null,901.02]
["1996-03-06",3219.87,null,null,900.85]
["1996-03-05",3219.88,null,null,912.6]
["1996-03-04",3219.9,null,null,923.36]
["1996-03-03",3219.98,null,null,923.3]
["1996-03-02",3220.21,null,null,923.48]
["1996-03-01",3220.56,null,null,979.53]
["1996-02-29",3220.89,null,null,1197.22]
["1996-02-28",3221.37,null,null,1457.73]
["1996-02-27",3221.97,null,null,1722.8]
["1996-02-26",3222.84,null,null,2058.13]
["1996-02-25",3223.82,null,null,2213.63]
["1996-02-24",3224.82,null,null,2221.44]
["1996-02-23",3225.76,null,null,2229.15]
["1996-02-22",3226.53,null,null,2233.66]
["1996-02-21",3227.16,null,null,2093.65]
["1996-02-20",3227.16,null,null,1992.26]
["1996-02-19",3227,null,null,1867.54]
["1996-02-18",3226.42,null,null,1752.14]
["1996-02-17",3226.05,null,null,1751.06]
["1996-02-16",3226.26,null,null,1775.44]
["1996-02-15",3226.68,null,null,1909.25]
["1996-02-14",3227.16,null,null,2135.83]
["1996-02-13",3227.7,null,null,2399.5]
["1996-02-12",3228.4,null,null,2774.46]
["1996-02-11",3229.12,null,null,2978.56]
["1996-02-10",3229.35,null,null,2986.05]
["1996-02-09",3228.34,null,null,2158.9299999999998]
["1996-02-08",3224.42,null,null,1344.8]
["1996-02-07",3220.82,null,null,621.63]
["1996-02-06",3219.12,null,null,262.08]
["1996-02-05",3219.12,null,null,262.14]
["1996-02-04",3219.13,null,null,262.08]
["1996-02-03",3219.24,null,null,262.10000000000002]
["1996-02-02",3219.36,null,null,262.08]
["1996-02-01",3219.41,null,null,262.08]
["1996-01-31",3219.44,null,null,262.08]
["1996-01-30",3219.5,null,null,262.08]
["1996-01-29",3219.51,null,null,262.08]
["1996-01-28",3219.51,null,null,262.08]
["1996-01-27",3219.51,null,null,262.12]
["1996-01-26",3219.47,null,null,262.08]
["1996-01-25",3219.46,null,null,262.08]
["1996-01-24",3219.45,null,null,262.10000000000002]
["1996-01-23",3219.44,null,null,220.63]
["1996-01-22",3219.34,null,null,158.88999999999999]
["1996-01-21",3219.19,null,null,158.88999999999999]
["1996-01-20",3219.05,null,null,158.88999999999999]
["1996-01-19",3218.87,null,null,158.88999999999999]
["1996-01-18",3218.7,null,null,158.85]
["1996-01-17",3218.43,null,null,158.21]
["1996-01-16",3217.98,null,null,157.32]
["1996-01-15",3217.49,null,null,157.19]
["1996-01-14",3217.21,null,null,157.1]
["1996-01-13",3216.92,null,null,157.1]
["1996-01-12",3216.57,null,null,145.21]
["1996-01-11",3214.07,null,null,130.69]
["1996-01-10",3214.07,null,null,130.08000000000001]
["1996-01-09",3213.84,null,null,130.08000000000001]
["1996-01-08",3213,null,null,130.08000000000001]
["1996-01-07",3212.68,null,null,130.08000000000001]
["1996-01-06",3212.48,null,null,130.08000000000001]
["1996-01-05",3212.22,null,null,139.6]
["1996-01-04",3211.93,null,null,153.58000000000001]
["1996-01-03",3211.59,null,null,153.63]
["1996-01-02",3211.32,null,null,153.57]
["1996-01-01",3210.88,null,null,153.57]
["1995-12-31",3210.32,null,null,153.57]
["1995-12-30",3210.1,null,null,153.57]
["1995-12-29",3210.1,null,null,153.57]
["1995-12-28",3210.1,null,null,153.57]
["1995-12-27",3210.12,null,null,153.57]
["1995-12-26",3210.19,null,null,225]
["1995-12-25",3210.28,null,null,300]
["1995-12-24",3210.32,null,null,375]
["1995-12-23",3210.33,null,null,450]
["1995-12-22",3210.33,null,null,525]
["1995-12-21",3210.48,null,null,597.26]
["1995-12-20",3210.76,null,null,705.96]
["1995-12-19",3211.2,null,null,887.85]
["1995-12-18",3211.81,null,null,1021.22]
["1995-12-17",3212.42,null,null,1046.96]
["1995-12-16",3212.95,null,null,1050.05]
["1995-12-15",3213.42,null,null,1053.56]
["1995-12-14",3213.66,null,null,1056.76]
["1995-12-13",3213.66,null,null,1057.69]
["1995-12-12",3213.15,null,null,642.48]
["1995-12-11",3212.29,null,null,184.02]
["1995-12-10",3212,null,null,116.11]
["1995-12-09",3211.94,null,null,116.11]
["1995-12-08",3211.92,null,null,116.09]
["1995-12-07",3211.8,null,null,115.85]
["1995-12-06",3211.75,null,null,115.77]
["1995-12-05",3211.73,null,null,116.13]
["1995-12-04",3211.65,null,null,116.14]
["1995-12-03",3211.63,null,null,116.14]
["1995-12-02",3211.56,null,null,116.13]
["1995-12-01",3211.48,null,null,116.14]
["1995-11-30",3211.46,null,null,116.08]
["1995-11-29",3211.48,null,null,115.95]
["1995-11-28",3211.48,null,null,116.13]
["1995-11-27",3211.52,null,null,116.09]
["1995-11-26",3211.54,null,null,116.14]
["1995-11-25",3211.57,null,null,116.14]
["1995-11-24",3211.58,null,null,116.14]
["1995-11-23",3211.62,null,null,116.13]
["1995-11-22",3211.67,null,null,116.14]
["1995-11-21",3211.73,null,null,116.14]
["1995-11-20",3211.74,null,null,116.14]
["1995-11-19",3211.8,null,null,116.14]
["1995-11-18",3211.86,null,null,116.14]
["1995-11-17",3211.86,null,null,116.14]
["1995-11-16",3211.94,null,null,116.14]
["1995-11-15",3211.99,null,null,116.14]
["1995-11-14",3212.03,null,null,116.14]
["1995-11-13",3212.06,null,null,116.14]
["1995-11-12",3212.08,null,null,116.14]
["1995-11-11",3212.08,null,null,116.14]
["1995-11-10",3212.08,null,null,116.14]
["1995-11-09",3212.16,null,null,116.14]
["1995-11-08",3212.21,null,null,115.42]
["1995-11-07",3212.25,null,null,114.65]
["1995-11-06",3212.3,null,null,114.65]
["1995-11-05",3212.35,null,null,114.65]
["1995-11-04",3212.39,null,null,114.65]
["1995-11-03",3212.46,null,null,114.65]
["1995-11-02",3212.53,null,null,114.65]
["1995-11-01",3212.6,null,null,114.65]
["1995-10-31",3212.65,null,null,104.32]
["1995-10-30",3212.69,null,null,88.31]
["1995-10-29",3212.73,null,null,88.31]
["1995-10-28",3212.77,null,null,88.31]
["1995-10-27",3212.79,null,null,81.11]
["1995-10-26",3212.81,null,null,70.209999999999994]
["1995-10-25",3212.82,null,null,70.209999999999994]
["1995-10-24",3212.78,null,null,70.209999999999994]
["1995-10-23",3212.78,null,null,87.57]
["1995-10-22",3212.88,null,null,113.16]
["1995-10-21",3212.95,null,null,113.16]
["1995-10-20",3213.04,null,null,113.16]
["1995-10-19",3213.12,null,null,113.16]
["1995-10-18",3213.18,null,null,113.16]
["1995-10-17",3213.26,null,null,113.16]
["1995-10-16",3213.36,null,null,113.16]
["1995-10-15",3213.44,null,null,113.16]
["1995-10-14",3213.52,null,null,113.74]
["1995-10-13",3213.61,null,null,114.55]
["1995-10-12",3213.67,null,null,130.56]
["1995-10-11",3213.8,null,null,141.63999999999999]
["1995-10-10",3213.95,null,null,141.69]
["1995-10-09",3214.05,null,null,141.55000000000001]
["1995-10-08",3214.14,null,null,141.55000000000001]
["1995-10-07",3214.31,null,null,141.55000000000001]
["1995-10-06",3214.41,null,null,141.55000000000001]
["1995-10-05",3214.55,null,null,141.59]
["1995-10-04",3214.68,null,null,141.55000000000001]
["1995-10-03",3214.77,null,null,141.66]
["1995-10-02",3214.92,null,null,141.55000000000001]
["1995-10-01",3215.02,null,null,141.55000000000001]
["1995-09-30",3215.1,null,null,141.55000000000001]
["1995-09-29",3215.22,null,null,141.55000000000001]
["1995-09-28",3215.34,null,null,141.66999999999999]
["1995-09-27",3215.46,null,null,141.62]
["1995-09-26",3215.58,null,null,141.59]
["1995-09-25",3215.7,null,null,141.80000000000001]
["1995-09-24",3215.87,null,null,141.55000000000001]
["1995-09-23",3216,null,null,141.59]
["1995-09-22",3216.09,null,null,141.55000000000001]
["1995-09-21",3216.29,null,null,141.55000000000001]
["1995-09-20",3216.48,null,null,141.57]
["1995-09-19",3216.58,null,null,142.54]
["1995-09-18",3216.69,null,null,143.22999999999999]
["1995-09-17",3216.86,null,null,143.22999999999999]
["1995-09-16",3216.97,null,null,143.22999999999999]
["1995-09-15",3217.13,null,null,143.22999999999999]
["1995-09-14",3217.27,null,null,143.22999999999999]
["1995-09-13",3217.41,null,null,143.22999999999999]
["1995-09-12",3217.54,null,null,143.22999999999999]
["1995-09-11",3217.66,null,null,143.22999999999999]
["1995-09-10",3217.8,null,null,143.22999999999999]
["1995-09-09",3217.93,null,null,143.22999999999999]
["1995-09-08",3218.01,null,null,155.38]
["1995-09-07",3218.2,null,null,167.98]
["1995-09-06",3218.34,null,null,168]
["1995-09-05",3218.48,null,null,167.98]
["1995-09-04",3218.63,null,null,167.98]
["1995-09-03",3218.8,null,null,167.98]
["1995-09-02",3218.96,null,null,167.98]
["1995-09-01",3219.1,null,null,167.98]
["1995-08-31",3219.23,null,null,188.97]
["1995-08-30",3219.41,null,null,213.03]
["1995-08-29",3219.59,null,null,214.43]
["1995-08-28",3219.81,null,null,214.6]
["1995-08-27",3220.01,null,null,214.57]
["1995-08-26",3220.21,null,null,214.68]
["1995-08-25",3220.45,null,null,214.68]
["1995-08-24",3220.66,null,null,214.68]
["1995-08-23",3220.86,null,null,214.68]
["1995-08-22",3221.08,null,null,214.68]
["1995-08-21",3221.26,null,null,214.68]
["1995-08-20",3221.44,null,null,214.68]
["1995-08-19",3221.59,null,null,214.68]
["1995-08-18",3221.73,null,null,214.68]
["1995-08-17",3221.94,null,null,214.68]
["1995-08-16",3222.12,null,null,214.68]
["1995-08-15",3222.34,null,null,214.68]
["1995-08-14",3222.56,null,null,214.68]
["1995-08-13",3222.73,null,null,214.68]
["1995-08-12",3222.89,null,null,214.72]
["1995-08-11",3223.12,null,null,214.68]
["1995-08-10",3223.33,null,null,214.8]
["1995-08-09",3223.56,null,null,214.7]
["1995-08-08",3223.74,null,null,213.75]
["1995-08-07",3223.9,null,null,214.54]
["1995-08-06",3224.16,null,null,214.54]
["1995-08-05",3224.32,null,null,214.58]
["1995-08-04",3224.46,null,null,214.62]
["1995-08-03",3224.64,null,null,214.65]
["1995-08-02",3224.81,null,null,214.68]
["1995-08-01",3225,null,null,214.64]
["1995-07-31",3225.17,null,null,214.68]
["1995-07-30",3225.34,null,null,214.68]
["1995-07-29",3225.52,null,null,214.74]
["1995-07-28",3225.78,null,null,214.7]
["1995-07-27",3225.96,null,null,214.74]
["1995-07-26",3226.1,null,null,214.86]
["1995-07-25",3226.35,null,null,214.68]
["1995-07-24",3226.51,null,null,214.76]
["1995-07-23",3226.67,null,null,215.32]
["1995-07-22",3226.85,null,null,215.71]
["1995-07-21",3227.02,null,null,216.02]
["1995-07-20",3227.2,null,null,216.53]
["1995-07-19",3227.31,null,null,216.54]
["1995-07-18",3227.46,null,null,216.56]
["1995-07-17",3227.58,null,null,216.58]
["1995-07-16",3227.72,null,null,216.58]
["1995-07-15",3227.83,null,null,216.58]
["1995-07-14",3228,null,null,216.58]
["1995-07-13",3228.14,null,null,216.58]
["1995-07-12",3228.28,null,null,216.62]
["1995-07-11",3228.47,null,null,216.94]
["1995-07-10",3228.61,null,null,217.24]
["1995-07-09",3228.79,null,null,218.35]
["1995-07-08",3228.94,null,null,218.4]
["1995-07-07",3229.13,null,null,231.48]
["1995-07-06",3229.25,null,null,234.43]
["1995-07-05",3229.44,null,null,234.39]
["1995-07-04",3229.64,null,null,234.44]
["1995-07-03",3229.82,null,null,234.9]
["1995-07-02",3229.97,null,null,235.28]
["1995-07-01",3230.14,null,null,235.1]
["1995-06-30",3230.27,null,null,235.13]
["1995-06-29",3230.38,null,null,235.61]
["1995-06-28",3230.53,null,null,236.09]
["1995-06-27",3230.71,null,null,236.16]
["1995-06-26",3230.85,null,null,236.37]
["1995-06-25",3230.99,null,null,236.35]
["1995-06-24",3231.17,null,null,235.88]
["1995-06-23",3231.25,null,null,235.52]
["1995-06-22",3231.38,null,null,235.52]
["1995-06-21",3231.46,null,null,235.24]
["1995-06-20",3231.54,null,null,247.32]
["1995-06-19",3231.66,null,null,260.16000000000003]
["1995-06-18",3231.77,null,null,260.3]
["1995-06-17",3231.88,null,null,260.32]
["1995-06-16",3231.96,null,null,312.77999999999997]
["1995-06-15",3232.11,null,null,364.07]
["1995-06-14",3232.31,null,null,365.01]
["1995-06-13",3232.49,null,null,365.2]
["1995-06-12",3232.74,null,null,309.3]
["1995-06-11",3232.89,null,null,228.23]
["1995-06-10",3232.99,null,null,228.23]
["1995-06-09",3233.01,null,null,228.23]
["1995-06-08",3233.07,null,null,228]
["1995-06-07",3233.11,null,null,227.89]
["1995-06-06",3233.16,null,null,227.75]
["1995-06-05",3233.23,null,null,227.83]
["1995-06-04",3233.32,null,null,227.33]
["1995-06-03",3233.38,null,null,226.54]
["1995-06-02",3233.42,null,null,226.33]
["1995-06-01",3233.53,null,null,226.29]
["1995-05-31",3233.65,null,null,226.2]
["1995-05-30",3233.76,null,null,226.2]
["1995-05-29",3233.87,null,null,226.2]
["1995-05-28",3233.97,null,null,225.56]
["1995-05-27",3234.05,null,null,225.23]
["1995-05-26",3234.15,null,null,237.14]
["1995-05-25",3234.24,null,null,253.41]
["1995-05-24",3234.29,null,null,250]
["1995-05-23",3234.45,null,null,408.23]
["1995-05-22",3234.62,null,null,483.41]
["1995-05-21",3234.87,null,null,531.05999999999995]
["1995-05-20",3235.1,null,null,533.69000000000005]
["1995-05-19",3235.31,null,null,543.53]
["1995-05-18",3235.55,null,null,556.25]
["1995-05-17",3235.71,null,null,570.59]
["1995-05-16",3235.91,null,null,584.67999999999995]
["1995-05-15",3236.06,null,null,598.23]
["1995-05-14",3236.16,null,null,608.47]
["1995-05-13",3236.17,null,null,616.79]
["1995-05-12",3236.17,null,null,620.03]
["1995-05-11",3236.21,null,null,621.92999999999995]
["1995-05-10",3236.21,null,null,624.36]
["1995-05-09",3236.21,null,null,627.96]
["1995-05-08",3236.21,null,null,627.84]
["1995-05-07",3236.21,null,null,622.84]
["1995-05-06",3236.15,null,null,616.11]
["1995-05-05",3236.14,null,null,609.89]
["1995-05-04",3236.15,null,null,610.82000000000005]
["1995-05-03",3236.15,null,null,611.98]
["1995-05-02",3236.15,null,null,606.79]
["1995-05-01",3236.15,null,null,572.86]
["1995-04-30",3236.25,null,null,491.29]
["1995-04-29",3236.29,null,null,475.69]
["1995-04-28",3236.33,null,null,466.38]
["1995-04-27",3236.45,null,null,416]
["1995-04-26",3236.55,null,null,373.45]
["1995-04-25",3236.64,null,null,381.79]
["1995-04-24",3236.71,null,null,392.07]
["1995-04-23",3236.77,null,null,408.29]
["1995-04-22",3236.84,null,null,416.81]
["1995-04-21",3236.85,null,null,442.35]
["1995-04-20",3236.93,null,null,514.76]
["1995-04-19",3237.05,null,null,583.04]
["1995-04-18",3237.21,null,null,627.15]
["1995-04-17",3237.37,null,null,646.42999999999995]
["1995-04-16",3237.49,null,null,664.35]
["1995-04-15",3237.55,null,null,679.18]
["1995-04-14",3237.55,null,null,553.80999999999995]
["1995-04-13",3237.44,null,null,371.16]
["1995-04-12",3237.33,null,null,353.78]
["1995-04-11",3237.17,null,null,335.85]
["1995-04-10",3236.87,null,null,307.36]
["1995-04-09",3236.65,null,null,275.42]
["1995-04-08",3236.27,null,null,231.54]
["1995-04-07",3236.06,null,null,213.55]
["1995-04-06",3235.85,null,null,197.41]
["1995-04-05",3235.69,null,null,182.69]
["1995-04-04",3235.55,null,null,167.62]
["1995-04-03",3235.46,null,null,154.07]
["1995-04-02",3235.39,null,null,149.26]
["1995-04-01",3235.24,null,null,147.62]
["1995-03-31",3235.1,null,null,142.44]
["1995-03-30",3234.94,null,null,141.55000000000001]
["1995-03-29",3234.75,null,null,141.55000000000001]
["1995-03-28",3234.5,null,null,141.55000000000001]
["1995-03-27",3234.32,null,null,141.49]
["1995-03-26",3234.06,null,null,140.41]
["1995-03-25",3233.75,null,null,140.05000000000001]
["1995-03-24",3233.39,null,null,140.18]
["1995-03-23",3232.97,null,null,139.91]
["1995-03-22",3232.51,null,null,139.91]
["1995-03-21",3231.92,null,null,139.88]
["1995-03-20",3231.25,null,null,139.49]
["1995-03-19",3230.36,null,null,138.51]
["1995-03-18",3229.09,null,null,138.24]
["1995-03-17",3228.39,null,null,138.22]
["1995-03-16",3227.48,null,null,136.71]
["1995-03-15",3226.68,null,null,136.57]
["1995-03-14",3225.64,null,null,136.62]
["1995-03-13",3224.82,null,null,136.57]
["1995-03-12",3224.46,null,null,136.35]
["1995-03-11",3223.96,null,null,135.55000000000001]
["1995-03-10",3223.45,null,null,135.24]
["1995-03-09",3223.06,null,null,159.30000000000001]
["1995-03-08",3222.82,null,null,240.17]
["1995-03-07",3222.77,null,null,343.63]
["1995-03-06",3222.83,null,null,455.37]
["1995-03-05",3222.93,null,null,499.4]
["1995-03-04",3222.96,null,null,499.4]
["1995-03-03",3222.97,null,null,499.4]
["1995-03-02",3222.97,null,null,499.4]
["1995-03-01",3222.97,null,null,499.4]
["1995-02-28",3222.94,null,null,499.4]
["1995-02-27",3222.83,null,null,499.4]
["1995-02-26",3222.68,null,null,499.29]
["1995-02-25",3222.43,null,null,498.42]
["1995-02-24",3222.14,null,null,496.45]
["1995-02-23",3221.79,null,null,495.87]
["1995-02-22",3221.39,null,null,495.87]
["1995-02-21",3220.91,null,null,495.04]
["1995-02-20",3220.32,null,null,492.49]
["1995-02-19",3219.55,null,null,492.06]
["1995-02-18",3218.69,null,null,490.54]
["1995-02-17",3218.62,null,null,491.29]
["1995-02-16",3218.77,null,null,491.38]
["1995-02-15",3218.86,null,null,492.32]
["1995-02-14",3218.94,null,null,492.32]
["1995-02-13",3219.03,null,null,491.99]
["1995-02-12",3219.02,null,null,491.84]
["1995-02-11",3219.02,null,null,492.32]
["1995-02-10",3218.98,null,null,492.36]
["1995-02-09",3218.93,null,null,492.36]
["1995-02-08",3218.82,null,null,492]
["1995-02-07",3218.48,null,null,51.21]
["1995-02-06",3217.82,null,null,51.07]
["1995-02-05",3214.29,null,null,51.07]
["1995-02-04",3214.29,null,null,51.07]
["1995-02-03",3214.29,null,null,50.69]
["1995-02-02",3212,null,null,50.21]
["1995-02-01",3208.47,null,null,49.34]
["1995-01-31",3203.33,null,null,48.33]
["1995-01-30",3197.97,null,null,47.71]
["1995-01-29",3195.96,null,null,47.66]
["1995-01-28",3195.33,null,null,47.7]
["1995-01-27",3195.08,null,null,47.67]
["1995-01-26",3194.93,null,null,47.67]
["1995-01-25",3194.83,null,null,47.67]
["1995-01-24",3194.72,null,null,47.67]
["1995-01-23",3194.58,null,null,47.67]
["1995-01-22",3194.5,null,null,47.67]
["1995-01-21",3194.4,null,null,47.67]
["1995-01-20",3194.29,null,null,47.67]
["1995-01-19",3194.13,null,null,47.67]
["1995-01-18",3193.94,null,null,47.67]
["1995-01-17",3193.77,null,null,47.67]
["1995-01-16",3193.48,null,null,47.67]
["1995-01-15",3192.96,null,null,47.67]
["1995-01-14",3192.04,null,null,47.71]
["1995-01-13",3191.66,null,null,47.69]
["1995-01-12",3191.38,null,null,47.4]
["1995-01-11",3191.05,null,null,47.37]
["1995-01-10",3190.52,null,null,47.14]
["1995-01-09",3190.42,null,null,47.26]
["1995-01-08",3190.35,null,null,47.14]
["1995-01-07",3190.31,null,null,47.23]
["1995-01-06",3190.28,null,null,46.86]
["1995-01-05",3190.24,null,null,46.9]
["1995-01-04",3190.24,null,null,46.95]
["1995-01-03",3190.24,null,null,47.3]
["1995-01-02",3190.24,null,null,47.32]
["1995-01-01",3190.24,null,null,47.52]
["1994-12-31",3190.24,null,null,47.63]
["1994-12-30",3190.22,null,null,47.67]
["1994-12-29",3190.22,null,null,47.67]
["1994-12-28",3190.22,null,null,47.67]
["1994-12-27",3190.2,null,null,47.67]
["1994-12-26",3190.14,null,null,47.69]
["1994-12-25",3190.11,null,null,47.67]
["1994-12-24",3190.07,null,null,47.67]
["1994-12-23",3190.02,null,null,47.67]
["1994-12-22",3189.99,null,null,47.67]
["1994-12-21",3189.94,null,null,47.67]
["1994-12-20",3189.87,null,null,47.67]
["1994-12-19",3189.83,null,null,47.68]
["1994-12-18",3189.76,null,null,47.67]
["1994-12-17",3189.72,null,null,47.67]
["1994-12-16",3189.68,null,null,47.64]
["1994-12-15",3189.64,null,null,47.63]
["1994-12-14",3189.6,null,null,47.25]
["1994-12-13",3189.59,null,null,47]
["1994-12-12",3189.57,null,null,46.89]
["1994-12-11",3189.56,null,null,47.01]
["1994-12-10",3189.54,null,null,46.92]
["1994-12-09",3189.52,null,null,46.85]
["1994-12-08",3189.48,null,null,46.84]
["1994-12-07",3189.46,null,null,46.87]
["1994-12-06",3189.46,null,null,46.9]
["1994-12-05",3189.46,null,null,46.84]
["1994-12-04",3189.46,null,null,47]
["1994-12-03",3189.46,null,null,47.41]
["1994-12-02",3189.44,null,null,47.28]
["1994-12-01",3189.41,null,null,47.19]
["1994-11-30",3189.36,null,null,46.84]
["1994-11-29",3189.29,null,null,46.84]
["1994-11-28",3189.25,null,null,46.84]
["1994-11-27",3189.25,null,null,46.84]
["1994-11-26",3189.21,null,null,46.84]
["1994-11-25",3189.21,null,null,46.84]
["1994-11-24",3189.2,null,null,46.85]
["1994-11-23",3189.2,null,null,46.84]
["1994-11-22",3189.2,null,null,46.85]
["1994-11-21",3189.2,null,null,46.84]
["1994-11-20",3189.2,null,null,46.84]
["1994-11-19",3189.2,null,null,46.84]
["1994-11-18",3189.19,null,null,46.84]
["1994-11-17",3189.17,null,null,46.84]
["1994-11-16",3189.16,null,null,46.84]
["1994-11-15",3189.16,null,null,46.87]
["1994-11-14",3189.15,null,null,46.84]
["1994-11-13",3189.12,null,null,46.84]
["1994-11-12",3189.12,null,null,46.84]
["1994-11-11",3189.11,null,null,46.84]
["1994-11-10",3189.06,null,null,46.84]
["1994-11-09",3189.06,null,null,46.87]
["1994-11-08",3189.06,null,null,46.87]
["1994-11-07",3188.99,null,null,46.84]
["1994-11-06",3188.97,null,null,46.84]
["1994-11-05",3188.95,null,null,46.84]
["1994-11-04",3188.95,null,null,46.84]
["1994-11-03",3188.89,null,null,46.84]
["1994-11-02",3188.89,null,null,46.84]
["1994-11-01",3188.89,null,null,46.97]
["1994-10-31",3188.85,null,null,46.93]
["1994-10-30",3188.86,null,null,46.84]
["1994-10-29",3188.86,null,null,46.84]
["1994-10-28",3188.86,null,null,46.84]
["1994-10-27",3188.86,null,null,47.05]
["1994-10-26",3188.85,null,null,46.84]
["1994-10-25",3188.87,null,null,46.84]
["1994-10-24",3188.89,null,null,47.21]
["1994-10-23",3188.86,null,null,47.67]
["1994-10-22",3188.88,null,null,47.67]
["1994-10-21",3188.89,null,null,47.67]
["1994-10-20",3188.9,null,null,46.21]
["1994-10-19",3188.92,null,null,41.89]
["1994-10-18",3188.92,null,null,61.68]
["1994-10-17",3189,null,null,116.81]
["1994-10-16",3189.13,null,null,143.22999999999999]
["1994-10-15",3189.27,null,null,143.22999999999999]
["1994-10-14",3189.41,null,null,144.16999999999999]
["1994-10-13",3189.58,null,null,158.54]
["1994-10-12",3189.78,null,null,167.98]
["1994-10-11",3190,null,null,167.98]
["1994-10-10",3190.26,null,null,168.06]
["1994-10-09",3190.45,null,null,168.14]
["1994-10-08",3190.72,null,null,168.18]
["1994-10-07",3190.93,null,null,168.23]
["1994-10-06",3191.18,null,null,168.53]
["1994-10-05",3191.39,null,null,168.97]
["1994-10-04",3191.63,null,null,169.49]
["1994-10-03",3191.85,null,null,190.65]
["1994-10-02",3192.17,null,null,210.93]
["1994-10-01",3192.46,null,null,210.93]
["1994-09-30",3192.75,null,null,211.15]
["1994-09-29",3192.95,null,null,212.71]
["1994-09-28",3193.24,null,null,212.79]
["1994-09-27",3193.54,null,null,212.79]
["1994-09-26",3193.83,null,null,201.51]
["1994-09-25",3194.1,null,null,192.57]
["1994-09-24",3194.34,null,null,192.57]
["1994-09-23",3194.59,null,null,192.57]
["1994-09-22",3194.84,null,null,192.57]
["1994-09-21",3195.07,null,null,197.85]
["1994-09-20",3195.32,null,null,203.47]
["1994-09-19",3195.62,null,null,203.47]
["1994-09-18",3195.84,null,null,203.47]
["1994-09-17",3196.09,null,null,203.47]
["1994-09-16",3196.31,null,null,220.48]
["1994-09-15",3196.6,null,null,239.25]
["1994-09-14",3197.05,null,null,240.13]
["1994-09-13",3197.05,null,null,259.95999999999998]
["1994-09-12",3197.47,null,null,275.62]
["1994-09-11",3197.75,null,null,276.88]
["1994-09-10",3198.13,null,null,277.83999999999997]
["1994-09-09",3198.45,null,null,277.95]
["1994-09-08",3198.84,null,null,277.95]
["1994-09-07",3199.23,null,null,278.10000000000002]
["1994-09-06",3199.59,null,null,285.18]
["1994-09-05",3199.93,null,null,294.33999999999997]
["1994-09-04",3200.3,null,null,294.56]
["1994-09-03",3200.66,null,null,294.74]
["1994-09-02",3201.05,null,null,295]
["1994-09-01",3201.41,null,null,296.74]
["1994-08-31",3201.78,null,null,296.98]
["1994-08-30",3202.15,null,null,296.98]
["1994-08-29",3202.54,null,null,297.48]
["1994-08-28",3202.87,null,null,299.22000000000003]
["1994-08-27",3203.25,null,null,299.41000000000003]
["1994-08-26",3203.61,null,null,299.45999999999998]
["1994-08-25",3204.01,null,null,300.7]
["1994-08-24",3204.32,null,null,301.79000000000002]
["1994-08-23",3204.69,null,null,301.85000000000002]
["1994-08-22",3204.85,null,null,301.85000000000002]
["1994-08-21",3205.22,null,null,302.52999999999997]
["1994-08-20",3205.59,null,null,304.18]
["1994-08-19",3205.93,null,null,304.29000000000002]
["1994-08-18",3206.31,null,null,304.32]
["1994-08-17",3206.69,null,null,306.35000000000002]
["1994-08-16",3207.01,null,null,249.45]
["1994-08-15",3207.33,null,null,212.79]
["1994-08-14",3207.59,null,null,212.79]
["1994-08-13",3207.82,null,null,212.79]
["1994-08-12",3208.06,null,null,212.79]
["1994-08-11",3208.34,null,null,212.81]
["1994-08-10",3208.58,null,null,212.95]
["1994-08-09",3208.81,null,null,213.17]
["1994-08-08",3209.03,null,null,214.61]
["1994-08-07",3209.28,null,null,214.68]
["1994-08-06",3209.54,null,null,214.68]
["1994-08-05",3209.76,null,null,214.68]
["1994-08-04",3210.03,null,null,214.68]
["1994-08-03",3210.28,null,null,214.72]
["1994-08-02",3210.46,null,null,215.04]
["1994-08-01",3210.74,null,null,216.29]
["1994-07-31",3210.96,null,null,216.58]
["1994-07-30",3211.23,null,null,216.58]
["1994-07-29",3211.46,null,null,216.58]
["1994-07-28",3211.72,null,null,216.58]
["1994-07-27",3211.93,null,null,216.58]
["1994-07-26",3212.17,null,null,216.58]
["1994-07-25",3212.41,null,null,216.58]
["1994-07-24",3212.65,null,null,216.72]
["1994-07-23",3212.87,null,null,216.91]
["1994-07-22",3213.09,null,null,217.42]
["1994-07-21",3213.23,null,null,217.71]
["1994-07-20",3213.47,null,null,218.25]
["1994-07-19",3213.68,null,null,218.48]
["1994-07-18",3213.89,null,null,218.48]
["1994-07-17",3214.13,null,null,218.48]
["1994-07-16",3214.35,null,null,218.48]
["1994-07-15",3214.57,null,null,218.48]
["1994-07-14",3214.74,null,null,218.54]
["1994-07-13",3214.94,null,null,218.59]
["1994-07-12",3215.15,null,null,218.87]
["1994-07-11",3215.4,null,null,219.2]
["1994-07-10",3215.62,null,null,220.09]
["1994-07-09",3215.83,null,null,220.28]
["1994-07-08",3216.06,null,null,220.4]
["1994-07-07",3216.31,null,null,220.4]
["1994-07-06",3216.42,null,null,220.4]
["1994-07-05",3216.64,null,null,220.52]
["1994-07-04",3216.88,null,null,220.64]
["1994-07-03",3217.11,null,null,220.89]
["1994-07-02",3217.32,null,null,222.09]
["1994-07-01",3217.56,null,null,222.3]
["1994-06-30",3217.8,null,null,222.28]
["1994-06-29",3217.96,null,null,222.32]
["1994-06-28",3218.16,null,null,209]
["1994-06-27",3218.33,null,null,201.63]
["1994-06-26",3218.49,null,null,201.63]
["1994-06-25",3218.68,null,null,197.76]
["1994-06-24",3218.89,null,null,190.78]
["1994-06-23",3219.09,null,null,191]
["1994-06-22",3219.29,null,null,190.99]
["1994-06-21",3219.44,null,null,190.83]
["1994-06-20",3219.61,null,null,190.83]
["1994-06-19",3219.76,null,null,190.85]
["1994-06-18",3219.89,null,null,190.85]
["1994-06-17",3220.05,null,null,235.7]
["1994-06-16",3220.2,null,null,253.36]
["1994-06-15",3220.4,null,null,253.38]
["1994-06-14",3220.67,null,null,253.42]
["1994-06-13",3220.86,null,null,233.94]
["1994-06-12",3221.07,null,null,203.47]
["1994-06-11",3221.21,null,null,203.47]
["1994-06-10",3221.33,null,null,201.77]
["1994-06-09",3221.43,null,null,194.34]
["1994-06-08",3221.55,null,null,194.36]
["1994-06-07",3221.61,null,null,194.38]
["1994-06-06",3221.73,null,null,194.4]
["1994-06-05",3221.84,null,null,194.38]
["1994-06-04",3222,null,null,194.36]
["1994-06-03",3222.11,null,null,190.15]
["1994-06-02",3222.23,null,null,185.73]
["1994-06-01",3222.35,null,null,186.65]
["1994-05-31",3222.46,null,null,187.03]
["1994-05-30",3222.58,null,null,186.87]
["1994-05-29",3222.69,null,null,187.05]
["1994-05-28",3222.8,null,null,187.03]
["1994-05-27",3222.93,null,null,187.03]
["1994-05-26",3223.1,null,null,187.03]
["1994-05-25",3223.25,null,null,187.03]
["1994-05-24",3223.38,null,null,187.03]
["1994-05-23",3223.44,null,null,187.03]
["1994-05-22",3223.5,null,null,187.03]
["1994-05-21",3223.51,null,null,187.03]
["1994-05-20",3223.56,null,null,187.05]
["1994-05-19",3223.64,null,null,187.16]
["1994-05-18",3223.7,null,null,187.03]
["1994-05-17",3223.79,null,null,187.05]
["1994-05-16",3223.89,null,null,187.09]
["1994-05-15",3223.99,null,null,187.36]
["1994-05-14",3224.11,null,null,187.05]
["1994-05-13",3224.21,null,null,187.05]
["1994-05-12",3224.34,null,null,178.02]
["1994-05-11",3224.45,null,null,177.36]
["1994-05-10",3224.55,null,null,177.36]
["1994-05-09",3224.63,null,null,177.3]
["1994-05-08",3224.66,null,null,177.29]
["1994-05-07",3224.67,null,null,177.12]
["1994-05-06",3224.67,null,null,177.09]
["1994-05-05",3224.65,null,null,178.32]
["1994-05-04",3224.63,null,null,179.27]
["1994-05-03",3224.62,null,null,179.25]
["1994-05-02",3224.62,null,null,179.25]
["1994-05-01",3224.62,null,null,179.16]
["1994-04-30",3224.57,null,null,179.15]
["1994-04-29",3224.56,null,null,178.75]
["1994-04-28",3224.49,null,null,178.72]
["1994-04-27",3224.43,null,null,178.81]
["1994-04-26",3224.43,null,null,179.12]
["1994-04-25",3224.43,null,null,178.99]
["1994-04-24",3224.44,null,null,179.23]
["1994-04-23",3224.49,null,null,179.21]
["1994-04-22",3224.54,null,null,179.27]
["1994-04-21",3224.55,null,null,172.75]
["1994-04-20",3224.55,null,null,167.98]
["1994-04-19",3224.53,null,null,156.27000000000001]
["1994-04-18",3224.49,null,null,150.08000000000001]
["1994-04-17",3224.43,null,null,144.78]
["1994-04-16",3224.35,null,null,142.72]
["1994-04-15",3224.27,null,null,135.86000000000001]
["1994-04-14",3224.16,null,null,126.91]
["1994-04-13",3224.05,null,null,126.91]
["1994-04-12",3223.94,null,null,126.92]
["1994-04-11",3223.81,null,null,126.91]
["1994-04-10",3223.65,null,null,126.91]
["1994-04-09",3223.49,null,null,126.91]
["1994-04-08",3223.32,null,null,131.91999999999999]
["1994-04-07",3223.15,null,null,137.81]
["1994-04-06",3222.98,null,null,136.66]
["1994-04-05",3222.79,null,null,136.57]
["1994-04-04",3222.56,null,null,136.57]
["1994-04-03",3222.3,null,null,136.57]
["1994-04-02",3221.93,null,null,136.57]
["1994-04-01",3221.56,null,null,136.57]
["1994-03-31",3221.21,null,null,136.57]
["1994-03-30",3220.9,null,null,110.1]
["1994-03-29",3220.7,null,null,97.56]
["1994-03-28",3220.54,null,null,77.42]
["1994-03-27",3220.42,null,null,67.040000000000006]
["1994-03-26",3220.32,null,null,66.959999999999994]
["1994-03-25",3220.21,null,null,67.02]
["1994-03-24",3220.14,null,null,66.92]
["1994-03-23",3220.05,null,null,66.989999999999995]
["1994-03-22",3219.92,null,null,66.91]
["1994-03-21",3219.78,null,null,67]
["1994-03-20",3219.62,null,null,66.87]
["1994-03-19",3219.43,null,null,66.87]
["1994-03-18",3219.21,null,null,66.900000000000006]
["1994-03-17",3218.97,null,null,66.87]
["1994-03-16",3218.68,null,null,68.260000000000005]
["1994-03-15",3218.33,null,null,71.349999999999994]
["1994-03-14",3218.06,null,null,70.98]
["1994-03-13",3215.09,null,null,70.739999999999995]
["1994-03-12",3215.09,null,null,70.23]
["1994-03-11",3215.09,null,null,70.209999999999994]
["1994-03-10",3215.09,null,null,70.209999999999994]
["1994-03-09",3215.09,null,null,70.209999999999994]
["1994-03-08",3215.09,null,null,70.209999999999994]
["1994-03-07",3215.09,null,null,70.209999999999994]
["1994-03-06",3215.09,null,null,70.209999999999994]
["1994-03-05",3215.09,null,null,70.209999999999994]
["1994-03-04",3215.09,null,null,70.209999999999994]
["1994-03-03",3214.6,null,null,70.27]
["1994-03-02",3214.06,null,null,70.36]
["1994-03-01",3213.8,null,null,70.209999999999994]
["1994-02-28",3213.46,null,null,78.849999999999994]
["1994-02-27",3213.09,null,null,88.31]
["1994-02-26",3212.77,null,null,88.31]
["1994-02-25",3212.66,null,null,88.28]
["1994-02-24",3212.62,null,null,88.31]
["1994-02-23",3212.6,null,null,88.12]
["1994-02-22",3212.58,null,null,87.85]
["1994-02-21",3212.57,null,null,88.29]
["1994-02-20",3212.55,null,null,87.92]
["1994-02-19",3212.53,null,null,87.82]
["1994-02-18",3212.52,null,null,87.57]
["1994-02-17",3212.52,null,null,87.91]
["1994-02-16",3212.48,null,null,87.61]
["1994-02-15",3212.48,null,null,91.87]
["1994-02-14",3212.52,null,null,96.12]
["1994-02-13",3212.52,null,null,96.09]
["1994-02-12",3212.53,null,null,95.92]
["1994-02-11",3212.54,null,null,96.08]
["1994-02-10",3212.54,null,null,96.14]
["1994-02-09",3212.54,null,null,95.47]
["1994-02-08",3212.54,null,null,95.25]
["1994-02-07",3212.54,null,null,96.14]
["1994-02-06",3212.54,null,null,95.62]
["1994-02-05",3212.55,null,null,95.09]
["1994-02-04",3212.55,null,null,95.29]
["1994-02-03",3212.6,null,null,94.35]
["1994-02-02",3212.61,null,null,93.71]
["1994-02-01",3212.61,null,null,93.64]
["1994-01-31",3212.61,null,null,93.65]
["1994-01-30",3212.59,null,null,94.05]
["1994-01-29",3212.59,null,null,93.71]
["1994-01-28",3212.59,null,null,93.99]
["1994-01-27",3212.55,null,null,93.62]
["1994-01-26",3212.55,null,null,93.53]
["1994-01-25",3212.55,null,null,93.56]
["1994-01-24",3212.55,null,null,94.17]
["1994-01-23",3212.54,null,null,94.14]
["1994-01-22",3212.52,null,null,93.74]
["1994-01-21",3212.52,null,null,90.33]
["1994-01-20",3212.48,null,null,85.76]
["1994-01-19",3212.46,null,null,85.76]
["1994-01-18",3212.44,null,null,85.76]
["1994-01-17",3212.42,null,null,85.76]
["1994-01-16",3212.39,null,null,85.76]
["1994-01-15",3212.34,null,null,85.76]
["1994-01-14",3212.32,null,null,85.76]
["1994-01-13",3212.28,null,null,85.76]
["1994-01-12",3212.25,null,null,81.849999999999994]
["1994-01-11",3212.21,null,null,77.17]
["1994-01-10",3212.16,null,null,77.17]
["1994-01-09",3212.12,null,null,77.17]
["1994-01-08",3212.05,null,null,77.17]
["1994-01-07",3211.99,null,null,77.16]
["1994-01-06",3211.86,null,null,76.790000000000006]
["1994-01-05",3211.68,null,null,75.989999999999995]
["1994-01-04",3211.57,null,null,75.92]
["1994-01-03",3211.56,null,null,75.319999999999993]
["1994-01-02",3211.34,null,null,74.81]
["1994-01-01",3211.3,null,null,74.8]
["1993-12-31",3211.29,null,null,74.81]
["1993-12-30",3211.28,null,null,74.75]
["1993-12-29",3211.27,null,null,74.739999999999995]
["1993-12-28",3211.24,null,null,74.61]
["1993-12-27",3211.23,null,null,74.510000000000005]
["1993-12-26",3211.22,null,null,74.22]
["1993-12-25",3211.22,null,null,73.69]
["1993-12-24",3211.21,null,null,73.66]
["1993-12-23",3211.2,null,null,73.650000000000006]
["1993-12-22",3211.2,null,null,73.650000000000006]
["1993-12-21",3211.2,null,null,73.680000000000007]
["1993-12-20",3211.2,null,null,73.680000000000007]
["1993-12-19",3211.19,null,null,73.88]
["1993-12-18",3211.19,null,null,73.72]
["1993-12-17",3211.16,null,null,73.650000000000006]
["1993-12-16",3211.08,null,null,73.66]
["1993-12-15",3211.06,null,null,73.709999999999994]
["1993-12-14",3211.02,null,null,73.739999999999995]
["1993-12-13",3211,null,null,73.88]
["1993-12-12",3210.87,null,null,73.72]
["1993-12-11",3210.7,null,null,73.75]
["1993-12-10",3210.63,null,null,73.89]
["1993-12-09",3210.6,null,null,73.849999999999994]
["1993-12-08",3210.54,null,null,73.709999999999994]
["1993-12-07",3210.5,null,null,73.680000000000007]
["1993-12-06",3210.46,null,null,73.66]
["1993-12-05",3210.44,null,null,73.650000000000006]
["1993-12-04",3210.44,null,null,73.66]
["1993-12-03",3210.43,null,null,70.760000000000005]
["1993-12-02",3210.4,null,null,67.98]
["1993-12-01",3210.38,null,null,68.84]
["1993-11-30",3210.35,null,null,78.41]
["1993-11-29",3210.42,null,null,90.9]
["1993-11-28",3210.43,null,null,90.9]
["1993-11-27",3210.47,null,null,90.89]
["1993-11-26",3210.48,null,null,90.8]
["1993-11-25",3210.51,null,null,90.87]
["1993-11-24",3210.54,null,null,91.62]
["1993-11-23",3210.56,null,null,92.21]
["1993-11-22",3210.56,null,null,92.21]
["1993-11-21",3210.56,null,null,92.21]
["1993-11-20",3210.58,null,null,75.97]
["1993-11-19",3210.58,null,null,73.010000000000005]
["1993-11-18",3210.62,null,null,73.63]
["1993-11-17",3210.62,null,null,73.650000000000006]
["1993-11-16",3210.62,null,null,73.59]
["1993-11-15",3210.62,null,null,73.22]
["1993-11-14",3210.63,null,null,73.099999999999994]
["1993-11-13",3210.63,null,null,73.42]
["1993-11-12",3210.63,null,null,73.2]
["1993-11-11",3210.66,null,null,73.13]
["1993-11-10",3210.66,null,null,73.38]
["1993-11-09",3210.66,null,null,73.260000000000005]
["1993-11-08",3210.67,null,null,73.22]
["1993-11-07",3210.67,null,null,73.38]
["1993-11-06",3210.67,null,null,73.28]
["1993-11-05",3210.67,null,null,72.86]
["1993-11-04",3210.7,null,null,73.31]
["1993-11-03",3210.7,null,null,73.099999999999994]
["1993-11-02",3210.7,null,null,72.489999999999995]
["1993-11-01",3210.7,null,null,72.489999999999995]
["1993-10-31",3210.7,null,null,72.760000000000005]
["1993-10-30",3210.69,null,null,72.53]
["1993-10-29",3210.69,null,null,72.489999999999995]
["1993-10-28",3210.69,null,null,72.489999999999995]
["1993-10-27",3210.69,null,null,72.489999999999995]
["1993-10-26",3210.69,null,null,72.489999999999995]
["1993-10-25",3210.69,null,null,72.489999999999995]
["1993-10-24",3210.69,null,null,72.489999999999995]
["1993-10-23",3210.69,null,null,72.489999999999995]
["1993-10-22",3210.69,null,null,74.56]
["1993-10-21",3210.69,null,null,78.37]
["1993-10-20",3210.69,null,null,78.37]
["1993-10-19",3210.65,null,null,90.95]
["1993-10-18",3210.65,null,null,125.4]
["1993-10-17",3210.75,null,null,153.57]
["1993-10-16",3210.79,null,null,153.57]
["1993-10-15",3210.85,null,null,162.61000000000001]
["1993-10-14",3210.96,null,null,175.46]
["1993-10-13",3211.02,null,null,175.46]
["1993-10-12",3211.08,null,null,191.78]
["1993-10-11",3211.23,null,null,201.63]
["1993-10-10",3211.36,null,null,201.63]
["1993-10-09",3211.51,null,null,201.65]
["1993-10-08",3211.64,null,null,201.63]
["1993-10-07",3211.79,null,null,201.63]
["1993-10-06",3211.99,null,null,201.67]
["1993-10-05",3212.15,null,null,201.63]
["1993-10-04",3212.3,null,null,201.63]
["1993-10-03",3212.45,null,null,201.63]
["1993-10-02",3212.64,null,null,201.63]
["1993-10-01",3212.78,null,null,201.63]
["1993-09-30",3212.92,null,null,201.63]
["1993-09-29",3213.1,null,null,201.63]
["1993-09-28",3213.24,null,null,201.63]
["1993-09-27",3213.39,null,null,201.63]
["1993-09-26",3213.55,null,null,201.63]
["1993-09-25",3213.7,null,null,201.63]
["1993-09-24",3213.82,null,null,206.73]
["1993-09-23",3213.99,null,null,213.2]
["1993-09-22",3214.17,null,null,209.88]
["1993-09-21",3214.36,null,null,209.41]
["1993-09-20",3214.5,null,null,209.47]
["1993-09-19",3214.69,null,null,209.45]
["1993-09-18",3214.9,null,null,209.41]
["1993-09-17",3215.09,null,null,209.64]
["1993-09-16",3215.3,null,null,209.86]
["1993-09-15",3215.5,null,null,210.15]
["1993-09-14",3215.71,null,null,209.99]
["1993-09-13",3215.88,null,null,223.16]
["1993-09-12",3217.12,null,null,238.5]
["1993-09-11",3216.86,null,null,238.65]
["1993-09-10",3216.64,null,null,261.83]
["1993-09-09",3216.81,null,null,321.20999999999998]
["1993-09-08",3217.12,null,null,368.08]
["1993-09-07",3217.46,null,null,368.1]
["1993-09-06",3217.79,null,null,368.34]
["1993-09-05",3218.07,null,null,368.73]
["1993-09-04",3218.4,null,null,368.73]
["1993-09-03",3218.74,null,null,368.97]
["1993-09-02",3219.02,null,null,369.62]
["1993-09-01",3219.33,null,null,370.35]
["1993-08-31",3219.65,null,null,370.56]
["1993-08-30",3219.94,null,null,370.42]
["1993-08-29",3220.27,null,null,370.78]
["1993-08-28",3220.58,null,null,370.9]
["1993-08-27",3220.86,null,null,370.9]
["1993-08-26",3221.18,null,null,370.9]
["1993-08-25",3221.47,null,null,370.9]
["1993-08-24",3221.78,null,null,370.93]
["1993-08-23",3222.11,null,null,370.96]
["1993-08-22",3222.38,null,null,370.93]
["1993-08-21",3222.55,null,null,370.9]
["1993-08-20",3222.8,null,null,371.21]
["1993-08-19",3223.05,null,null,370.99]
["1993-08-18",3223.29,null,null,370.9]
["1993-08-17",3223.58,null,null,370.9]
["1993-08-16",3223.85,null,null,371.02]
["1993-08-15",3224.18,null,null,371.39]
["1993-08-14",3224.49,null,null,371.14]
["1993-08-13",3224.79,null,null,371.27]
["1993-08-12",3225.11,null,null,371.3]
["1993-08-11",3225.42,null,null,371.64]
["1993-08-10",3225.73,null,null,371.57]
["1993-08-09",3226.05,null,null,371.9]
["1993-08-08",3226.36,null,null,371.99]
["1993-08-07",3226.65,null,null,372.78]
["1993-08-06",3226.93,null,null,373.23]
["1993-08-05",3227.25,null,null,373.32]
["1993-08-04",3227.55,null,null,373.57]
["1993-08-03",3227.82,null,null,373.63]
["1993-08-02",3228.08,null,null,373.78]
["1993-08-01",3228.31,null,null,373.81]
["1993-07-31",3228.57,null,null,373.81]
["1993-07-30",3228.83,null,null,373.81]
["1993-07-29",3229.1,null,null,374.09]
["1993-07-28",3229.41,null,null,374.98]
["1993-07-27",3229.68,null,null,375.55]
["1993-07-26",3229.88,null,null,376.64]
["1993-07-25",3230.1,null,null,376.73]
["1993-07-24",3230.38,null,null,376.89]
["1993-07-23",3230.62,null,null,378.54]
["1993-07-22",3230.88,null,null,379.61]
["1993-07-21",3231.08,null,null,379.67]
["1993-07-20",3231.31,null,null,358.23]
["1993-07-19",3231.57,null,null,327.14999999999998]
["1993-07-18",3231.78,null,null,327.14999999999998]
["1993-07-17",3232.01,null,null,327.20999999999998]
["1993-07-16",3232.24,null,null,304.54000000000002]
["1993-07-15",3232.43,null,null,272.04000000000002]
["1993-07-14",3232.61,null,null,273.24]
["1993-07-13",3232.78,null,null,273.31]
["1993-07-12",3233,null,null,273]
["1993-07-11",3233.21,null,null,273]
["1993-07-10",3233.4,null,null,273]
["1993-07-09",3233.56,null,null,261.79000000000002]
["1993-07-08",3233.76,null,null,242.73]
["1993-07-07",3233.89,null,null,262]
["1993-07-06",3233.95,null,null,262.08]
["1993-07-05",3234.1,null,null,262.7]
["1993-07-04",3234.24,null,null,263.19]
["1993-07-03",3234.37,null,null,264.12]
["1993-07-02",3234.5,null,null,264.23]
["1993-07-01",3234.68,null,null,264.27]
["1993-06-30",3234.82,null,null,220.04]
["1993-06-29",3234.94,null,null,196.25]
["1993-06-28",3235.01,null,null,199.21]
["1993-06-27",3235.12,null,null,202.73]
["1993-06-26",3235.22,null,null,206.54]
["1993-06-25",3235.28,null,null,209.9]
["1993-06-24",3235.35,null,null,213.41]
["1993-06-23",3235.41,null,null,218.01]
["1993-06-22",3235.5,null,null,223.93]
["1993-06-21",3235.62,null,null,231.28]
["1993-06-20",3235.73,null,null,236.39]
["1993-06-19",3235.82,null,null,242.11]
["1993-06-18",3235.85,null,null,262.61]
["1993-06-17",3235.93,null,null,294.62]
["1993-06-16",3235.96,null,null,300.35000000000002]
["1993-06-15",3236.03,null,null,307.87]
["1993-06-14",3236.13,null,null,313.61]
["1993-06-13",3236.14,null,null,317.77]
["1993-06-12",3236.14,null,null,319.27]
["1993-06-11",3236.14,null,null,320.26]
["1993-06-10",3236.12,null,null,318.76]
["1993-06-09",3236.09,null,null,312.17]
["1993-06-08",3235.98,null,null,295.93]
["1993-06-07",3235.82,null,null,279.25]
["1993-06-06",3235.59,null,null,260.76]
["1993-06-05",3235.29,null,null,245.37]
["1993-06-04",3235.16,null,null,238.34]
["1993-06-03",3235.03,null,null,232.21]
["1993-06-02",3234.92,null,null,227.91]
["1993-06-01",3234.85,null,null,226.33]
["1993-05-31",3234.75,null,null,226.02]
["1993-05-30",3234.63,null,null,225.11]
["1993-05-29",3234.5,null,null,224.48]
["1993-05-28",3234.36,null,null,224.28]
["1993-05-27",3234.18,null,null,224.36]
["1993-05-26",3234.1,null,null,242.59]
["1993-05-25",3234.07,null,null,286.62]
["1993-05-24",3234.06,null,null,365.35]
["1993-05-23",3234.14,null,null,425.26]
["1993-05-22",3234.15,null,null,425.08]
["1993-05-21",3234.15,null,null,570.13]
["1993-05-20",3234.27,null,null,819.87]
["1993-05-19",3234.45,null,null,1062.5]
["1993-05-18",3234.8,null,null,1150.07]
["1993-05-17",3235.06,null,null,1206.56]
["1993-05-16",3235.33,null,null,1296.9000000000001]
["1993-05-15",3235.6,null,null,1314.66]
["1993-05-14",3235.77,null,null,1369.94]
["1993-05-13",3235.85,null,null,1446.41]
["1993-05-12",3235.91,null,null,1452.19]
["1993-05-11",3236.01,null,null,1511.87]
["1993-05-10",3236.17,null,null,1602.21]
["1993-05-09",3236.33,null,null,1610.97]
["1993-05-08",3236.34,null,null,1611.06]
["1993-05-07",3236.31,null,null,1608.6]
["1993-05-06",3236.13,null,null,1594.61]
["1993-05-05",3236.01,null,null,1573.97]
["1993-05-04",3235.72,null,null,1529.14]
["1993-05-03",3235.1,null,null,1496.49]
["1993-05-02",3234.79,null,null,1489.34]
["1993-05-01",3234.52,null,null,1487.06]
["1993-04-30",3234.27,null,null,1538.21]
["1993-04-29",3234.04,null,null,1664.87]
["1993-04-28",3233.9,null,null,1778.42]
["1993-04-27",3233.89,null,null,1906.83]
["1993-04-26",3233.83,null,null,1983.18]
["1993-04-25",3233.83,null,null,2068.75]
["1993-04-24",3233.88,null,null,2292.9499999999998]
["1993-04-23",3234.05,null,null,2438.54]
["1993-04-22",3234.23,null,null,2629.75]
["1993-04-21",3234.49,null,null,2823.86]
["1993-04-20",3234.95,null,null,2947.34]
["1993-04-19",3235.67,null,null,2972.11]
["1993-04-18",3236.24,null,null,3010.03]
["1993-04-17",3236.77,null,null,2987.06]
["1993-04-16",3237.54,null,null,2983.69]
["1993-04-15",3238.24,null,null,2970.03]
["1993-04-14",3239.06,null,null,2944.24]
["1993-04-13",3239.77,null,null,2935.97]
["1993-04-12",3240.53,null,null,2936.59]
["1993-04-11",3241.08,null,null,2979.81]
["1993-04-10",3241.46,null,null,3014.67]
["1993-04-09",3241.71,null,null,3070.5]
["1993-04-08",3241.85,null,null,3128.49]
["1993-04-07",3242.09,null,null,3151.4]
["1993-04-06",3242.37,null,null,3178.07]
["1993-04-05",3242.42,null,null,3174.04]
["1993-04-04",3242.11,null,null,3250.84]
["1993-04-03",3240.94,null,null,3153.29]
["1993-04-02",3240.41,null,null,3218.03]
["1993-04-01",3239.88,null,null,3142.95]
["1993-03-31",3239.72,null,null,3097.44]
["1993-03-30",3240.1,null,null,3121.71]
["1993-03-29",3240.26,null,null,3140.67]
["1993-03-28",3240.41,null,null,3164.94]
["1993-03-27",3240.39,null,null,3166.22]
["1993-03-26",3240.16,null,null,3102.02]
["1993-03-25",3239.66,null,null,3096.53]
["1993-03-24",3238.01,null,null,3116.96]
["1993-03-23",3234.57,null,null,3054.75]
["1993-03-22",3232.52,null,null,2228.5700000000002]
["1993-03-21",3230.83,null,null,1661.92]
["1993-03-20",3227.92,null,null,1259.33]
["1993-03-19",3223.93,null,null,730.38]
["1993-03-18",3217.82,null,null,337.12]
["1993-03-17",3210.87,null,null,200.45]
["1993-03-16",3204.28,null,null,85.67]
["1993-03-15",3199,null,null,33.19]
["1993-03-14",3195.14,null,null,32.840000000000003]
["1993-03-13",3193.8,null,null,32.5]
["1993-03-12",3192.34,null,null,32.5]
["1993-03-11",3190.7,null,null,32.04]
["1993-03-10",3188.82,null,null,31.76]
["1993-03-09",3187.04,null,null,31.76]
["1993-03-08",3185.74,null,null,31.4]
["1993-03-07",3184.51,null,null,31.03]
["1993-03-06",3183.49,null,null,71.510000000000005]
["1993-03-05",3183.02,null,null,31.03]
["1993-03-04",3182.68,null,null,31.03]
["1993-03-03",3182.35,null,null,31.03]
["1993-03-02",3182.08,null,null,30.96]
["1993-03-01",3181.87,null,null,30.7]
["1993-02-28",3181.7,null,null,30.55]
["1993-02-27",3181.5,null,null,30.7]
["1993-02-26",3181.35,null,null,30.82]
["1993-02-25",3181.13,null,null,30.6]
["1993-02-24",3180.9,null,null,30.91]
["1993-02-23",3180.69,null,null,30.61]
["1993-02-22",3180.48,null,null,30.31]
["1993-02-21",3180.23,null,null,30.33]
["1993-02-20",3179.95,null,null,30.61]
["1993-02-19",3179.64,null,null,31.02]
["1993-02-18",3179.37,null,null,31.03]
["1993-02-17",3179.13,null,null,30.81]
["1993-02-16",3178.9,null,null,30.72]
["1993-02-15",3178.59,null,null,31.03]
["1993-02-14",3178.2,null,null,31.03]
["1993-02-13",3177.85,null,null,30.56]
["1993-02-12",3177.46,null,null,30.31]
["1993-02-11",3177.17,null,null,30.31]
["1993-02-10",3176.9,null,null,30.31]
["1993-02-09",3176.63,null,null,30.31]
["1993-02-08",3176.42,null,null,30.31]
["1993-02-07",3176.19,null,null,30.31]
["1993-02-06",3176.02,null,null,30.31]
["1993-02-05",3175.86,null,null,30.31]
["1993-02-04",3175.64,null,null,30.31]
["1993-02-03",3175.4,null,null,30.3]
["1993-02-02",3175.2,null,null,30.29]
["1993-02-01",3175.04,null,null,30.31]
["1993-01-31",3174.92,null,null,30.27]
["1993-01-30",3174.69,null,null,30.24]
["1993-01-29",3174.43,null,null,30.12]
["1993-01-28",3174.22,null,null,29.81]
["1993-01-27",3174.03,null,null,29.62]
["1993-01-26",3173.73,null,null,29.61]
["1993-01-25",3173.45,null,null,29.6]
["1993-01-24",3173.14,null,null,29.6]
["1993-01-23",3172.83,null,null,29.62]
["1993-01-22",3172.58,null,null,29.6]
["1993-01-21",3172.28,null,null,29.68]
["1993-01-20",3172.02,null,null,29.77]
["1993-01-19",3171.87,null,null,29.69]
["1993-01-18",3171.67,null,null,29.6]
["1993-01-17",3171.56,null,null,29.6]
["1993-01-16",3171.43,null,null,29.6]
["1993-01-15",3171.29,null,null,29.6]
["1993-01-14",3171.19,null,null,29.6]
["1993-01-13",3171.02,null,null,29.6]
["1993-01-12",3170.84,null,null,29.37]
["1993-01-11",3170.71,null,null,29.3]
["1993-01-10",3170.64,null,null,29.6]
["1993-01-09",3170.54,null,null,29.6]
["1993-01-08",3170.44,null,null,29.61]
["1993-01-07",3170.31,null,null,29.6]
["1993-01-06",3170.19,null,null,29.62]
["1993-01-05",3170.03,null,null,30.05]
["1993-01-04",3169.86,null,null,29.99]
["1993-01-03",3169.68,null,null,29.75]
["1993-01-02",3169.51,null,null,30.04]
["1993-01-01",3169.43,null,null,30.3]
["1992-12-31",3169.24,null,null,30.3]
["1992-12-30",3169.09,null,null,30.27]
["1992-12-29",3168.94,null,null,30.31]
["1992-12-28",3168.78,null,null,30.31]
["1992-12-27",3168.65,null,null,30.3]
["1992-12-26",3168.52,null,null,30.31]
["1992-12-25",3168.42,null,null,30.3]
["1992-12-24",3168.32,null,null,30.31]
["1992-12-23",3168.2,null,null,30.3]
["1992-12-22",3168.06,null,null,30.28]
["1992-12-21",3167.89,null,null,30.16]
["1992-12-20",3167.79,null,null,29.99]
["1992-12-19",3167.67,null,null,29.88]
["1992-12-18",3167.53,null,null,29.74]
["1992-12-17",3167.38,null,null,29.66]
["1992-12-16",3167.27,null,null,29.82]
["1992-12-15",3167.11,null,null,29.7]
["1992-12-14",3166.97,null,null,29.62]
["1992-12-13",3166.82,null,null,29.6]
["1992-12-12",3166.59,null,null,29.6]
["1992-12-11",3166.4,null,null,29.6]
["1992-12-10",3166.28,null,null,29.6]
["1992-12-09",3166.18,null,null,29.6]
["1992-12-08",3166.04,null,null,30.59]
["1992-12-07",3166.01,null,null,32.5]
["1992-12-06",3165.88,null,null,32.49]
["1992-12-05",3165.88,null,null,32.479999999999997]
["1992-12-04",3165.85,null,null,32.49]
["1992-12-03",3165.79,null,null,32.5]
["1992-12-02",3165.65,null,null,32.5]
["1992-12-01",3165.53,null,null,32.5]
["1992-11-30",3165.44,null,null,32.5]
["1992-11-29",3165.27,null,null,32.5]
["1992-11-28",3165.19,null,null,32.5]
["1992-11-27",3165.13,null,null,32.5]
["1992-11-26",3165.1,null,null,32.5]
["1992-11-25",3164.99,null,null,32.5]
["1992-11-24",3164.99,null,null,32.5]
["1992-11-23",3164.92,null,null,32.5]
["1992-11-22",3164.81,null,null,32.5]
["1992-11-21",3164.75,null,null,32.590000000000003]
["1992-11-20",3164.66,null,null,32.5]
["1992-11-19",3164.61,null,null,32.5]
["1992-11-18",3164.53,null,null,32.5]
["1992-11-17",3164.46,null,null,32.5]
["1992-11-16",3164.39,null,null,32.5]
["1992-11-15",3164.3,null,null,32.5]
["1992-11-14",3164.21,null,null,32.5]
["1992-11-13",3164.12,null,null,32.5]
["1992-11-12",3164,null,null,32.5]
["1992-11-11",3163.92,null,null,32.58]
["1992-11-10",3163.82,null,null,32.5]
["1992-11-09",3163.74,null,null,32.51]
["1992-11-08",3163.65,null,null,32.58]
["1992-11-07",3163.57,null,null,32.57]
["1992-11-06",3163.5,null,null,32.5]
["1992-11-05",3163.41,null,null,32.5]
["1992-11-04",3163.32,null,null,32.51]
["1992-11-03",3163.24,null,null,32.51]
["1992-11-02",3163.12,null,null,32.54]
["1992-11-01",3163.06,null,null,32.56]
["1992-10-31",3162.92,null,null,32.61]
["1992-10-30",3162.83,null,null,32.54]
["1992-10-29",3162.72,null,null,32.659999999999997]
["1992-10-28",3162.36,null,null,32.75]
["1992-10-27",3162.34,null,null,32.51]
["1992-10-26",3162.33,null,null,32.5]
["1992-10-25",3162.32,null,null,32.5]
["1992-10-24",3162.31,null,null,32.5]
["1992-10-23",3162.31,null,null,32.5]
["1992-10-22",3162.3,null,null,32.5]
["1992-10-21",3162.29,null,null,32.51]
["1992-10-20",3162.28,null,null,32.369999999999997]
["1992-10-19",3162.28,null,null,32.020000000000003]
["1992-10-18",3162.28,null,null,31.81]
["1992-10-17",3162.28,null,null,31.81]
["1992-10-16",3162.28,null,null,31.76]
["1992-10-15",3162.28,null,null,31.76]
["1992-10-14",3162.28,null,null,31.76]
["1992-10-13",3162.28,null,null,30.55]
["1992-10-12",3162.28,null,null,29.74]
["1992-10-11",3162.28,null,null,29.7]
["1992-10-10",3162.28,null,null,29.6]
["1992-10-09",3162.28,null,null,29.6]
["1992-10-08",3162.28,null,null,29.6]
["1992-10-07",3162.28,null,null,30.64]
["1992-10-06",3162.28,null,null,48.51]
["1992-10-05",3162.46,null,null,86.12]
["1992-10-04",3162.61,null,null,107.34]
["1992-10-03",3162.77,null,null,107.34]
["1992-10-02",3163,null,null,107.57]
["1992-10-01",3163.15,null,null,107.46]
["1992-09-30",3163.41,null,null,107.44]
["1992-09-29",3163.63,null,null,107.37]
["1992-09-28",3163.76,null,null,107.35]
["1992-09-27",3164.02,null,null,107.35]
["1992-09-26",3164.23,null,null,107.44]
["1992-09-25",3164.46,null,null,107.98]
["1992-09-24",3164.71,null,null,108.64]
["1992-09-23",3164.97,null,null,108.65]
["1992-09-22",3165.23,null,null,107.98]
["1992-09-21",3165.46,null,null,107.44]
["1992-09-20",3165.7,null,null,108.04]
["1992-09-19",3165.95,null,null,107.95]
["1992-09-18",3166.19,null,null,107.7]
["1992-09-17",3166.43,null,null,109.13]
["1992-09-16",3166.68,null,null,110.23]
["1992-09-15",3166.9,null,null,110.23]
["1992-09-14",3167.12,null,null,110.23]
["1992-09-13",3167.41,null,null,110.23]
["1992-09-12",3167.62,null,null,96.9]
["1992-09-11",3167.83,null,null,110.46]
["1992-09-10",3168.08,null,null,137.94999999999999]
["1992-09-09",3168.37,null,null,143.22999999999999]
["1992-09-08",3168.69,null,null,143.22999999999999]
["1992-09-07",3169,null,null,143.22999999999999]
["1992-09-06",3169.29,null,null,152.02000000000001]
["1992-09-05",3169.61,null,null,155.33000000000001]
["1992-09-04",3169.92,null,null,155.37]
["1992-09-03",3170.27,null,null,155.37]
["1992-09-02",3170.54,null,null,155.33000000000001]
["1992-09-01",3170.85,null,null,155.35]
["1992-08-31",3171.17,null,null,155.74]
["1992-08-30",3171.39,null,null,155.38]
["1992-08-29",3171.69,null,null,139.93]
["1992-08-28",3172.02,null,null,136.59]
["1992-08-27",3172.28,null,null,120.16]
["1992-08-26",3172.51,null,null,114.66]
["1992-08-25",3172.73,null,null,114.65]
["1992-08-24",3172.96,null,null,136.27000000000001]
["1992-08-23",3173.22,null,null,178.08]
["1992-08-22",3173.56,null,null,201.47]
["1992-08-21",3173.96,null,null,201.47]
["1992-08-20",3174.31,null,null,201.47]
["1992-08-19",3174.74,null,null,201.47]
["1992-08-18",3175.12,null,null,201.47]
["1992-08-17",3175.47,null,null,216.25]
["1992-08-16",3175.85,null,null,228.16]
["1992-08-15",3176.29,null,null,228.24]
["1992-08-14",3176.61,null,null,228.24]
["1992-08-13",3176.99,null,null,228.24]
["1992-08-12",3177.11,null,null,228.24]
["1992-08-11",3177.48,null,null,228.24]
["1992-08-10",3177.87,null,null,228.3]
["1992-08-09",3178.21,null,null,228.93]
["1992-08-08",3178.6,null,null,230.21]
["1992-08-07",3178.97,null,null,230.29]
["1992-08-06",3179.36,null,null,230.27]
["1992-08-05",3179.77,null,null,230.27]
["1992-08-04",3180.14,null,null,230.53]
["1992-08-03",3180.51,null,null,210.26]
["1992-08-02",3180.87,null,null,205.15]
["1992-08-01",3181.19,null,null,205.15]
["1992-07-31",3181.5,null,null,205.17]
["1992-07-30",3181.83,null,null,205.17]
["1992-07-29",3182.14,null,null,205.47]
["1992-07-28",3182.45,null,null,206.87]
["1992-07-27",3182.77,null,null,207]
["1992-07-26",3183.07,null,null,207]
["1992-07-25",3183.37,null,null,207]
["1992-07-24",3183.62,null,null,219.72]
["1992-07-23",3183.93,null,null,228.2]
["1992-07-22",3184.21,null,null,228.24]
["1992-07-21",3184.52,null,null,228.24]
["1992-07-20",3184.89,null,null,228.39]
["1992-07-19",3185.21,null,null,229.2]
["1992-07-18",3185.56,null,null,215.06]
["1992-07-17",3185.85,null,null,203.3]
["1992-07-16",3186.16,null,null,178.37]
["1992-07-15",3186.39,null,null,173.57]
["1992-07-14",3186.69,null,null,173.57]
["1992-07-13",3186.92,null,null,173.57]
["1992-07-12",3187.16,null,null,173.57]
["1992-07-11",3187.44,null,null,173.61]
["1992-07-10",3187.67,null,null,159.16999999999999]
["1992-07-09",3187.88,null,null,142.41999999999999]
["1992-07-08",3188.07,null,null,130.08000000000001]
["1992-07-07",3188.25,null,null,130.08000000000001]
["1992-07-06",3188.42,null,null,144.88999999999999]
["1992-07-05",3188.61,null,null,153.71]
["1992-07-04",3188.78,null,null,155.37]
["1992-07-03",3188.95,null,null,155.37]
["1992-07-02",3189.21,null,null,167.74]
["1992-07-01",3189.4,null,null,201.13]
["1992-06-30",3189.65,null,null,229.61]
["1992-06-29",3189.92,null,null,232.21]
["1992-06-28",3190.25,null,null,232.29]
["1992-06-27",3190.57,null,null,232.27]
["1992-06-26",3190.9,null,null,240.33]
["1992-06-25",3191.24,null,null,251.45]
["1992-06-24",3191.56,null,null,244.69]
["1992-06-23",3191.9,null,null,244.67]
["1992-06-22",3192.27,null,null,244.69]
["1992-06-21",3192.58,null,null,244.67]
["1992-06-20",3192.89,null,null,202.23]
["1992-06-19",3193.15,null,null,185.01]
["1992-06-18",3193.38,null,null,185.07]
["1992-06-17",3193.66,null,null,185.07]
["1992-06-16",3193.86,null,null,185.07]
["1992-06-15",3194.1,null,null,185.36]
["1992-06-14",3194.32,null,null,185.41]
["1992-06-13",3194.59,null,null,186.69]
["1992-06-12",3194.82,null,null,184.67]
["1992-06-11",3195.14,null,null,180.19]
["1992-06-10",3195.35,null,null,179.27]
["1992-06-09",3195.58,null,null,179.27]
["1992-06-08",3195.85,null,null,180]
["1992-06-07",3196.05,null,null,180]
["1992-06-06",3196.3,null,null,180]
["1992-06-05",3196.52,null,null,180]
["1992-06-04",3196.76,null,null,181.21]
["1992-06-03",3196.98,null,null,181.21]
["1992-06-02",3197.23,null,null,181.3]
["1992-06-01",3197.44,null,null,181.52]
["1992-05-31",3197.72,null,null,181]
["1992-05-30",3197.92,null,null,181]
["1992-05-29",3198.16,null,null,181]
["1992-05-28",3198.41,null,null,181]
["1992-05-27",3198.61,null,null,181]
["1992-05-26",3198.84,null,null,181]
["1992-05-25",3199.09,null,null,181]
["1992-05-24",3199.28,null,null,181]
["1992-05-23",3199.47,null,null,182]
["1992-05-22",3199.67,null,null,183]
["1992-05-21",3199.89,null,null,183]
["1992-05-20",3200.1,null,null,183]
["1992-05-19",3200.35,null,null,183]
["1992-05-18",3200.59,null,null,184]
["1992-05-17",3200.77,null,null,185]
["1992-05-16",3201,null,null,185]
["1992-05-15",3201.2,null,null,184]
["1992-05-14",3201.41,null,null,184]
["1992-05-13",3201.62,null,null,185]
["1992-05-12",3201.83,null,null,184]
["1992-05-11",3202.01,null,null,183]
["1992-05-10",3202.24,null,null,183]
["1992-05-09",3202.44,null,null,183]
["1992-05-08",3202.66,null,null,182]
["1992-05-07",3202.86,null,null,178]
["1992-05-06",3203.04,null,null,174]
["1992-05-05",3203.18,null,null,168]
["1992-05-04",3203.38,null,null,168]
["1992-05-03",3203.53,null,null,168]
["1992-05-02",3203.64,null,null,168]
["1992-05-01",3203.78,null,null,168]
["1992-04-30",3203.91,null,null,167.98]
["1992-04-29",3204.07,null,null,167.98]
["1992-04-28",3204.21,null,null,157.57]
["1992-04-27",3204.3,null,null,140.93]
["1992-04-26",3204.38,null,null,140.51]
["1992-04-25",3204.44,null,null,139.88]
["1992-04-24",3204.46,null,null,139.88]
["1992-04-23",3204.53,null,null,139.88]
["1992-04-22",3204.61,null,null,139.88]
["1992-04-21",3204.62,null,null,139.88]
["1992-04-20",3204.62,null,null,139.88]
["1992-04-19",3204.61,null,null,62.77]
["1992-04-18",3204.42,null,null,42.66]
["1992-04-17",3204.3,null,null,41.27]
["1992-04-16",3204.14,null,null,38.33]
["1992-04-15",3203.99,null,null,38.380000000000003]
["1992-04-14",3203.79,null,null,76.3]
["1992-04-13",3203.62,null,null,125.34]
["1992-04-12",3203.56,null,null,125.34]
["1992-04-11",3203.5,null,null,125.34]
["1992-04-10",3203.44,null,null,78.25]
["1992-04-09",3203.44,null,null,98.38]
["1992-04-08",3203.47,null,null,125.34]
["1992-04-07",3203.52,null,null,125.34]
["1992-04-06",3203.55,null,null,120.59]
["1992-04-05",3203.58,null,null,116.14]
["1992-04-04",3203.59,null,null,116.14]
["1992-04-03",3203.61,null,null,116.14]
["1992-04-02",3203.61,null,null,116.14]
["1992-04-01",3203.61,null,null,53.59]
["1992-03-31",3203.53,null,null,24.89]
["1992-03-30",3203.33,null,null,24.89]
["1992-03-29",3203.19,null,null,24.89]
["1992-03-28",3203.01,null,null,24.89]
["1992-03-27",3202.8,null,null,24.89]
["1992-03-26",3202.6,null,null,24.89]
["1992-03-25",3202.47,null,null,24.89]
["1992-03-24",3202.27,null,null,24.88]
["1992-03-23",3202.1,null,null,24.86]
["1992-03-22",3201.87,null,null,24.84]
["1992-03-21",3201.63,null,null,24.76]
["1992-03-20",3201.39,null,null,24.69]
["1992-03-19",3201.14,null,null,24.7]
["1992-03-18",3200.84,null,null,24.54]
["1992-03-17",3200.52,null,null,24.52]
["1992-03-16",3200.24,null,null,24.52]
["1992-03-15",3199.91,null,null,24.52]
["1992-03-14",3199.62,null,null,24.52]
["1992-03-13",3199.27,null,null,24.45]
["1992-03-12",3198.9,null,null,24.14]
["1992-03-11",3198.48,null,null,24.1]
["1992-03-10",3198.08,null,null,23.87]
["1992-03-09",3197.64,null,null,25.81]
["1992-03-08",3197.08,null,null,30.31]
["1992-03-07",3196.42,null,null,30.31]
["1992-03-06",3195.66,null,null,30.31]
["1992-03-05",3195.18,null,null,30.31]
["1992-03-04",3194.66,null,null,30.31]
["1992-03-03",3194.15,null,null,30.31]
["1992-03-02",3193.65,null,null,30.31]
["1992-03-01",3193.13,null,null,30.31]
["1992-02-29",3192.58,null,null,30.31]
["1992-02-28",3192.06,null,null,30.31]
["1992-02-27",3191.5,null,null,29.93]
["1992-02-26",3190.94,null,null,29.87]
["1992-02-25",3190.33,null,null,29.64]
["1992-02-24",3189.73,null,null,29.54]
["1992-02-23",3189.05,null,null,29.15]
["1992-02-22",3188.11,null,null,28.9]
["1992-02-21",3186.82,null,null,30.41]
["1992-02-20",3185.76,null,null,32.5]
["1992-02-19",3184.79,null,null,32.5]
["1992-02-18",3184.6,null,null,32.5]
["1992-02-17",3184.41,null,null,32.5]
["1992-02-16",3184.16,null,null,32.5]
["1992-02-15",3183.96,null,null,32.5]
["1992-02-14",3183.78,null,null,34.049999999999997]
["1992-02-13",3183.41,null,null,36.64]
["1992-02-12",3183.23,null,null,37.46]
["1992-02-11",3183.01,null,null,37.46]
["1992-02-10",3182.84,null,null,37.46]
["1992-02-09",3182.67,null,null,37.46]
["1992-02-08",3182.56,null,null,37.46]
["1992-02-07",3182.49,null,null,37.46]
["1992-02-06",3182.35,null,null,37.46]
["1992-02-05",3182.24,null,null,37.46]
["1992-02-04",3182.16,null,null,37.46]
["1992-02-03",3182.06,null,null,37.46]
["1992-02-02",3181.91,null,null,37.46]
["1992-02-01",3181.77,null,null,37.46]
["1992-01-31",3181.6,null,null,37.47]
["1992-01-30",3181.48,null,null,37.46]
["1992-01-29",3181.41,null,null,37.46]
["1992-01-28",3181.27,null,null,37.46]
["1992-01-27",3181.2,null,null,37.46]
["1992-01-26",3181.16,null,null,37.46]
["1992-01-25",3181.14,null,null,37.46]
["1992-01-24",3181.07,null,null,37.46]
["1992-01-23",3180.98,null,null,37.46]
["1992-01-22",3180.87,null,null,37.46]
["1992-01-21",3180.77,null,null,37.46]
["1992-01-20",3180.7,null,null,37.46]
["1992-01-19",3180.69,null,null,37.46]
["1992-01-18",3180.69,null,null,37.5]
["1992-01-17",3180.63,null,null,37.46]
["1992-01-16",3180.5,null,null,37.46]
["1992-01-15",3180.47,null,null,37.46]
["1992-01-14",3180.36,null,null,37.46]
["1992-01-13",3180.27,null,null,37.46]
["1992-01-12",3180.22,null,null,37.46]
["1992-01-11",3180.2,null,null,37.76]
["1992-01-10",3180.17,null,null,37.520000000000003]
["1992-01-09",3179.97,null,null,37.46]
["1992-01-08",3179.92,null,null,37.47]
["1992-01-07",3179.85,null,null,37.46]
["1992-01-06",3179.8,null,null,37.46]
["1992-01-05",3179.71,null,null,37.46]
["1992-01-04",3179.58,null,null,37.46]
["1992-01-03",3179.49,null,null,37.46]
["1992-01-02",3179.41,null,null,37.04]
["1992-01-01",3179.32,null,null,36.729999999999997]
["1991-12-31",3179.23,null,null,36.729999999999997]
["1991-12-30",3179.16,null,null,36.729999999999997]
["1991-12-29",3179.05,null,null,36.729999999999997]
["1991-12-28",3178.94,null,null,36.729999999999997]
["1991-12-27",3178.9,null,null,36.729999999999997]
["1991-12-26",3178.78,null,null,36.729999999999997]
["1991-12-25",3178.71,null,null,36.729999999999997]
["1991-12-24",3178.67,null,null,36.729999999999997]
["1991-12-23",3178.55,null,null,36.729999999999997]
["1991-12-22",3178.46,null,null,36.729999999999997]
["1991-12-21",3178.43,null,null,36.729999999999997]
["1991-12-20",3178.41,null,null,36.729999999999997]
["1991-12-19",3178.32,null,null,36.729999999999997]
["1991-12-18",3178.27,null,null,36.729999999999997]
["1991-12-17",3178.09,null,null,36.729999999999997]
["1991-12-16",3177.97,null,null,36.729999999999997]
["1991-12-15",3177.91,null,null,36.729999999999997]
["1991-12-14",3177.8,null,null,36.729999999999997]
["1991-12-13",3177.71,null,null,36.729999999999997]
["1991-12-12",3177.57,null,null,36.729999999999997]
["1991-12-11",3177.37,null,null,36.729999999999997]
["1991-12-10",3177.19,null,null,36.729999999999997]
["1991-12-09",3176.91,null,null,36.43]
["1991-12-08",3176.43,null,null,36.01]
["1991-12-07",3175.89,null,null,36.01]
["1991-12-06",3175.41,null,null,36.04]
["1991-12-05",3175.23,null,null,36.01]
["1991-12-04",3175.1,null,null,35.44]
["1991-12-03",3174.98,null,null,35.29]
["1991-12-02",3174.85,null,null,35.29]
["1991-12-01",3174.7,null,null,35.29]
["1991-11-30",3174.57,null,null,35.409999999999997]
["1991-11-29",3174.44,null,null,36.97]
["1991-11-28",3174.24,null,null,35.96]
["1991-11-27",3173.89,null,null,35.29]
["1991-11-26",3173.52,null,null,35.44]
["1991-11-25",3173.33,null,null,35.380000000000003]
["1991-11-24",3173.22,null,null,35.4]
["1991-11-23",3173.14,null,null,35.31]
["1991-11-22",3173.06,null,null,35.29]
["1991-11-21",3172.91,null,null,35.29]
["1991-11-20",3172.87,null,null,35.29]
["1991-11-19",3172.72,null,null,35.29]
["1991-11-18",3172.67,null,null,35.29]
["1991-11-17",3172.57,null,null,35.29]
["1991-11-16",3172.53,null,null,35.299999999999997]
["1991-11-15",3172.41,null,null,35.29]
["1991-11-14",3172.29,null,null,35.29]
["1991-11-13",3172.19,null,null,35.6]
["1991-11-12",3172.08,null,null,36.01]
["1991-11-11",3171.95,null,null,36.01]
["1991-11-10",3171.86,null,null,36.01]
["1991-11-09",3171.77,null,null,36.01]
["1991-11-08",3171.65,null,null,36.01]
["1991-11-07",3171.52,null,null,36.01]
["1991-11-06",3171.39,null,null,36.01]
["1991-11-05",3171.28,null,null,36.01]
["1991-11-04",3171.2,null,null,36.01]
["1991-11-03",3171.12,null,null,36.01]
["1991-11-02",3171.03,null,null,36.01]
["1991-11-01",3170.95,null,null,36.01]
["1991-10-31",3170.92,null,null,36.01]
["1991-10-30",3170.9,null,null,36.01]
["1991-10-29",3170.84,null,null,36.01]
["1991-10-28",3170.73,null,null,36.01]
["1991-10-27",3170.69,null,null,36.01]
["1991-10-26",3170.65,null,null,36.01]
["1991-10-25",3170.65,null,null,36.11]
["1991-10-24",3170.64,null,null,36.01]
["1991-10-23",3170.65,null,null,36.01]
["1991-10-22",3170.65,null,null,36.01]
["1991-10-21",3170.7,null,null,36.01]
["1991-10-20",3170.74,null,null,36.01]
["1991-10-19",3170.76,null,null,36.01]
["1991-10-18",3170.78,null,null,39.83]
["1991-10-17",3170.82,null,null,58.92]
["1991-10-16",3170.9,null,null,80.13]
["1991-10-15",3171.05,null,null,85.76]
["1991-10-14",3171.18,null,null,93.3]
["1991-10-13",3171.33,null,null,104.49]
["1991-10-12",3171.52,null,null,104.49]
["1991-10-11",3171.66,null,null,104.49]
["1991-10-10",3171.85,null,null,104.49]
["1991-10-09",3172.01,null,null,102.11]
["1991-10-08",3172.21,null,null,100.32]
["1991-10-07",3172.35,null,null,102.51]
["1991-10-06",3172.56,null,null,104.49]
["1991-10-05",3172.71,null,null,104.49]
["1991-10-04",3172.89,null,null,106.24]
["1991-10-03",3173.08,null,null,115.44]
["1991-10-02",3173.32,null,null,124.81]
["1991-10-01",3173.49,null,null,137.41]
["1991-09-30",3173.72,null,null,153]
["1991-09-29",3173.97,null,null,157]
["1991-09-28",3174.2,null,null,157]
["1991-09-27",3174.41,null,null,161]
["1991-09-26",3174.66,null,null,179]
["1991-09-25",3174.96,null,null,190]
["1991-09-24",3175.28,null,null,200]
["1991-09-23",3175.59,null,null,214]
["1991-09-22",3175.97,null,null,222]
["1991-09-21",3176.35,null,null,222]
["1991-09-20",3176.73,null,null,222]
["1991-09-19",3177.13,null,null,222]
["1991-09-18",3177.5,null,null,224]
["1991-09-17",3177.86,null,null,224]
["1991-09-16",3178.22,null,null,224]
["1991-09-15",3178.6,null,null,224]
["1991-09-14",3178.96,null,null,224]
["1991-09-13",3179.32,null,null,224]
["1991-09-12",3179.74,null,null,224]
["1991-09-11",3180.1,null,null,224]
["1991-09-10",3180.46,null,null,224]
["1991-09-09",3180.81,null,null,224]
["1991-09-08",3181.17,null,null,226]
["1991-09-07",3181.58,null,null,226]
["1991-09-06",3181.94,null,null,226]
["1991-09-05",3182.3,null,null,233]
["1991-09-04",3182.68,null,null,249]
["1991-09-03",3183.09,null,null,255]
["1991-09-02",3183.47,null,null,255]
["1991-09-01",3183.88,null,null,255]
["1991-08-31",3184.28,null,null,255]
["1991-08-30",3184.69,null,null,257]
["1991-08-29",3185.1,null,null,258]
["1991-08-28",3185.5,null,null,258]
["1991-08-27",3185.99,null,null,258]
["1991-08-26",3186.38,null,null,258]
["1991-08-25",3186.77,null,null,258]
["1991-08-24",3187.2,null,null,258]
["1991-08-23",3187.6,null,null,248]
["1991-08-22",3188.05,null,null,234]
["1991-08-21",3188.4,null,null,236]
["1991-08-20",3188.68,null,null,247]
["1991-08-19",3189.19,null,null,264]
["1991-08-18",3189.35,null,null,264]
["1991-08-17",3189.72,null,null,264]
["1991-08-16",3190.14,null,null,264]
["1991-08-15",3190.52,null,null,265]
["1991-08-14",3190.87,null,null,266]
["1991-08-13",3191.25,null,null,271]
["1991-08-12",3191.65,null,null,273]
["1991-08-11",3192.04,null,null,273]
["1991-08-10",3192.38,null,null,275]
["1991-08-09",3192.74,null,null,279]
["1991-08-08",3193.22,null,null,285]
["1991-08-07",3193.46,null,null,269]
["1991-08-06",3193.83,null,null,235]
["1991-08-05",3193.94,null,null,218]
["1991-08-04",3194.34,null,null,218]
["1991-08-03",3194.56,null,null,218]
["1991-08-02",3194.79,null,null,218]
["1991-08-01",3195.12,null,null,218]
["1991-07-31",3195.38,null,null,218]
["1991-07-30",3195.65,null,null,218]
["1991-07-29",3195.94,null,null,199]
["1991-07-28",3196.21,null,null,185]
["1991-07-27",3196.43,null,null,185]
["1991-07-26",3196.64,null,null,184]
["1991-07-25",3196.91,null,null,181]
["1991-07-24",3197.13,null,null,181]
["1991-07-23",3197.32,null,null,181]
["1991-07-22",3197.54,null,null,181]
["1991-07-21",3197.73,null,null,181]
["1991-07-20",3197.92,null,null,181]
["1991-07-19",3198.13,null,null,180]
["1991-07-18",3198.36,null,null,179]
["1991-07-17",3198.53,null,null,181]
["1991-07-16",3198.7,null,null,193]
["1991-07-15",3198.94,null,null,203]
["1991-07-14",3199.24,null,null,203]
["1991-07-13",3199.5,null,null,193]
["1991-07-12",3199.66,null,null,181]
["1991-07-11",3199.97,null,null,181]
["1991-07-10",3200.23,null,null,181]
["1991-07-09",3200.33,null,null,181]
["1991-07-08",3200.54,null,null,181]
["1991-07-07",3200.66,null,null,181]
["1991-07-06",3200.88,null,null,181]
["1991-07-05",3201,null,null,181]
["1991-07-04",3201.12,null,null,181]
["1991-07-03",3201.33,null,null,181]
["1991-07-02",3201.47,null,null,181]
["1991-07-01",3201.48,null,null,181]
["1991-06-30",3201.49,null,null,181]
["1991-06-29",3201.62,null,null,181]
["1991-06-28",3201.7,null,null,178]
["1991-06-27",3201.88,null,null,174]
["1991-06-26",3202,null,null,174]
["1991-06-25",3202.11,null,null,175]
["1991-06-24",3202.24,null,null,175]
["1991-06-23",3202.35,null,null,175]
["1991-06-22",3202.47,null,null,175]
["1991-06-21",3202.57,null,null,181]
["1991-06-20",3202.74,null,null,191]
["1991-06-19",3202.86,null,null,192]
["1991-06-18",3203.07,null,null,193]
["1991-06-17",3203.24,null,null,193]
["1991-06-16",3203.45,null,null,193]
["1991-06-15",3203.66,null,null,193]
["1991-06-14",3203.85,null,null,193]
["1991-06-13",3204.05,null,null,193]
["1991-06-12",3204.24,null,null,193]
["1991-06-11",3204.42,null,null,193]
["1991-06-10",3204.62,null,null,193]
["1991-06-09",3204.73,null,null,193]
["1991-06-08",3204.84,null,null,193]
["1991-06-07",3204.95,null,null,193]
["1991-06-06",3205.1,null,null,193]
["1991-06-05",3205.23,null,null,193]
["1991-06-04",3205.38,null,null,193]
["1991-06-03",3205.54,null,null,193]
["1991-06-02",3205.67,null,null,193]
["1991-06-01",3205.77,null,null,193]
["1991-05-31",3205.81,null,null,196]
["1991-05-30",3205.9,null,null,200]
["1991-05-29",3205.98,null,null,200]
["1991-05-28",3205.98,null,null,191]
["1991-05-27",3205.98,null,null,168]
["1991-05-26",3205.96,null,null,154]
["1991-05-25",3205.94,null,null,154]
["1991-05-24",3205.92,null,null,132]
["1991-05-23",3205.79,null,null,100]
["1991-05-22",3205.59,null,null,100]
["1991-05-21",3205.22,null,null,100]
["1991-05-20",3204.75,null,null,100]
["1991-05-19",3204.35,null,null,100]
["1991-05-18",3203.97,null,null,99]
["1991-05-17",3203.63,null,null,154]
["1991-05-16",3203.54,null,null,198]
["1991-05-15",3203.52,null,null,198]
["1991-05-14",3203.52,null,null,198]
["1991-05-13",3203.49,null,null,198]
["1991-05-12",3203.49,null,null,198]
["1991-05-11",3203.49,null,null,198]
["1991-05-10",3203.49,null,null,198]
["1991-05-09",3203.47,null,null,198]
["1991-05-08",3203.47,null,null,198]
["1991-05-07",3203.5,null,null,198]
["1991-05-06",3203.53,null,null,198]
["1991-05-05",3203.6,null,null,198]
["1991-05-04",3203.66,null,null,198]
["1991-05-03",3203.69,null,null,198]
["1991-05-02",3203.76,null,null,198]
["1991-05-01",3203.79,null,null,189]
["1991-04-30",3203.79,null,null,164]
["1991-04-29",3203.73,null,null,152]
["1991-04-28",3203.7,null,null,152]
["1991-04-27",3203.63,null,null,152]
["1991-04-26",3203.55,null,null,152]
["1991-04-25",3203.43,null,null,152]
["1991-04-24",3203.24,null,null,152]
["1991-04-23",3203.07,null,null,141]
["1991-04-22",3202.8,null,null,134]
["1991-04-21",3202.59,null,null,132]
["1991-04-20",3202.47,null,null,130]
["1991-04-19",3202.38,null,null,120]
["1991-04-18",3202.22,null,null,107]
["1991-04-17",3202.14,null,null,105]
["1991-04-16",3202.04,null,null,103]
["1991-04-15",3202.02,null,null,86]
["1991-04-14",3201.94,null,null,40]
["1991-04-13",3201.69,null,null,30]
["1991-04-12",3201.54,null,null,30]
["1991-04-11",3201.39,null,null,30]
["1991-04-10",3199.28,null,null,30]
["1991-04-09",3199.28,null,null,30]
["1991-04-08",3199.28,null,null,30]
["1991-04-07",3199.28,null,null,30]
["1991-04-06",3199.28,null,null,30]
["1991-04-05",3199.28,null,null,30]
["1991-04-04",3199.12,null,null,30]
["1991-04-03",3198.88,null,null,30]
["1991-04-02",3198.6,null,null,30]
["1991-04-01",3198.37,null,null,30]
["1991-03-31",3198.2,null,null,30]
["1991-03-30",3198.02,null,null,30]
["1991-03-29",3197.86,null,null,29]
["1991-03-28",3197.71,null,null,29]
["1991-03-27",3197.48,null,null,29]
["1991-03-26",3197.27,null,null,29]
["1991-03-25",3197.01,null,null,30]
["1991-03-24",3196.8,null,null,30]
["1991-03-23",3196.66,null,null,30]
["1991-03-22",3196.47,null,null,30]
["1991-03-21",3196.28,null,null,30]
["1991-03-20",3196.07,null,null,30]
["1991-03-19",3195.94,null,null,30]
["1991-03-18",3195.8,null,null,30]
["1991-03-17",3195.61,null,null,30]
["1991-03-16",3195.48,null,null,30]
["1991-03-15",3195.37,null,null,30]
["1991-03-14",3195.24,null,null,30]
["1991-03-13",3195.16,null,null,30]
["1991-03-12",3194.99,null,null,30]
["1991-03-11",3194.85,null,null,30]
["1991-03-10",3194.72,null,null,30]
["1991-03-09",3194.57,null,null,30]
["1991-03-08",3194.42,null,null,30]
["1991-03-07",3194.26,null,null,30]
["1991-03-06",3194.06,null,null,30]
["1991-03-05",3193.81,null,null,30]
["1991-03-04",3193.47,null,null,30]
["1991-03-03",3193.34,null,null,30]
["1991-03-02",3193.14,null,null,30]
["1991-03-01",3192.95,null,null,30]
["1991-02-28",3192.9,null,null,31]
["1991-02-27",3192.73,null,null,31]
["1991-02-26",3192.6,null,null,31]
["1991-02-25",3192.48,null,null,30]
["1991-02-24",3192.42,null,null,30]
["1991-02-23",3192.3,null,null,30]
["1991-02-22",3192.23,null,null,30]
["1991-02-21",3192.09,null,null,30]
["1991-02-20",3191.97,null,null,30]
["1991-02-19",3191.86,null,null,30]
["1991-02-18",3191.68,null,null,30]
["1991-02-17",3191.49,null,null,30]
["1991-02-16",3191.25,null,null,30]
["1991-02-15",3190.93,null,null,30]
["1991-02-14",3190.53,null,null,30]
["1991-02-13",3190.33,null,null,30]
["1991-02-12",3190.07,null,null,30]
["1991-02-11",3190.01,null,null,30]
["1991-02-10",3189.82,null,null,30]
["1991-02-09",3189.66,null,null,30]
["1991-02-08",3189.53,null,null,30]
["1991-02-07",3189.39,null,null,30]
["1991-02-06",3189.24,null,null,36]
["1991-02-05",3188.95,null,null,43]
["1991-02-04",3188.69,null,null,46]
["1991-02-03",3188.62,null,null,46]
["1991-02-02",3188.53,null,null,47]
["1991-02-01",3188.5,null,null,48]
["1991-01-31",3188.44,null,null,49]
["1991-01-30",3188.4,null,null,49]
["1991-01-29",3188.37,null,null,49]
["1991-01-28",3188.32,null,null,49]
["1991-01-27",3188.3,null,null,49]
["1991-01-26",3188.28,null,null,49]
["1991-01-25",3188.25,null,null,49]
["1991-01-24",3188.16,null,null,49]
["1991-01-23",3188.08,null,null,49]
["1991-01-22",3188.04,null,null,49]
["1991-01-21",3187.99,null,null,49]
["1991-01-20",3187.94,null,null,49]
["1991-01-19",3187.85,null,null,50]
["1991-01-18",3187.76,null,null,52]
["1991-01-17",3187.56,null,null,60]
["1991-01-16",3187.24,null,null,71]
["1991-01-15",3186.83,null,null,74]
["1991-01-14",3186.49,null,null,77]
["1991-01-13",3186.47,null,null,77]
["1991-01-12",3186.46,null,null,77]
["1991-01-11",3186.46,null,null,77]
["1991-01-10",3186.5,null,null,77]
["1991-01-09",3186.5,null,null,77]
["1991-01-08",3186.51,null,null,77]
["1991-01-07",3186.53,null,null,77]
["1991-01-06",3186.54,null,null,77]
["1991-01-05",3186.55,null,null,77]
["1991-01-04",3186.55,null,null,77]
["1991-01-03",3186.66,null,null,77]
["1991-01-02",3186.66,null,null,77]
["1991-01-01",3186.67,null,null,77]
["1990-12-31",3186.68,null,null,77]
["1990-12-30",3186.73,null,null,77]
["1990-12-29",3186.77,null,null,77]
["1990-12-28",3186.83,null,null,77]
["1990-12-27",3186.83,null,null,77]
["1990-12-26",3186.85,null,null,77]
["1990-12-25",3186.92,null,null,77]
["1990-12-24",3186.98,null,null,77]
["1990-12-23",3187.08,null,null,77]
["1990-12-22",3187.13,null,null,77]
["1990-12-21",3187.21,null,null,77]
["1990-12-20",3187.28,null,null,77]
["1990-12-19",3187.38,null,null,77]
["1990-12-18",3187.38,null,null,77]
["1990-12-17",3187.38,null,null,77]
["1990-12-16",3187.38,null,null,71]
["1990-12-15",3187.44,null,null,78]
["1990-12-14",3187.47,null,null,78]
["1990-12-13",3187.48,null,null,78]
["1990-12-12",3187.48,null,null,78]
["1990-12-11",3187.49,null,null,78]
["1990-12-10",3187.49,null,null,78]
["1990-12-09",3187.49,null,null,78]
["1990-12-08",3187.5,null,null,77]
["1990-12-07",3187.51,null,null,77]
["1990-12-06",3187.56,null,null,77]
["1990-12-05",3187.56,null,null,77]
["1990-12-04",3187.56,null,null,77]
["1990-12-03",3187.63,null,null,77]
["1990-12-02",3187.65,null,null,77]
["1990-12-01",3187.65,null,null,77]
["1990-11-30",3187.67,null,null,77]
["1990-11-29",3187.69,null,null,77]
["1990-11-28",3187.7,null,null,77]
["1990-11-27",3187.7,null,null,77]
["1990-11-26",3187.71,null,null,77]
["1990-11-25",3187.72,null,null,77]
["1990-11-24",3187.72,null,null,77]
["1990-11-23",3187.72,null,null,77]
["1990-11-22",3187.81,null,null,77]
["1990-11-21",3187.81,null,null,77]
["1990-11-20",3187.82,null,null,77]
["1990-11-19",3187.82,null,null,77]
["1990-11-18",3187.84,null,null,77]
["1990-11-17",3187.94,null,null,77]
["1990-11-16",3188.04,null,null,77]
["1990-11-15",3188.14,null,null,77]
["1990-11-14",3187.94,null,null,77]
["1990-11-13",3187.95,null,null,77]
["1990-11-12",3187.95,null,null,77]
["1990-11-11",3187.99,null,null,77]
["1990-11-10",3187.99,null,null,77]
["1990-11-09",3187.99,null,null,77]
["1990-11-08",3188.05,null,null,77]
["1990-11-07",3188.05,null,null,77]
["1990-11-06",3188.06,null,null,77]
["1990-11-05",3188.06,null,null,77]
["1990-11-04",3188.06,null,null,77]
["1990-11-03",3188.12,null,null,77]
["1990-11-02",3188.15,null,null,77]
["1990-11-01",3188.17,null,null,77]
["1990-10-31",3188.17,null,null,77]
["1990-10-30",3188.23,null,null,77]
["1990-10-29",3188.25,null,null,77]
["1990-10-28",3188.3,null,null,77]
["1990-10-27",3188.33,null,null,77]
["1990-10-26",3188.38,null,null,77]
["1990-10-25",3188.42,null,null,77]
["1990-10-24",3188.45,null,null,77]
["1990-10-23",3188.47,null,null,77]
["1990-10-22",3188.55,null,null,77]
["1990-10-21",3188.56,null,null,77]
["1990-10-20",3188.57,null,null,77]
["1990-10-19",3188.58,null,null,71]
["1990-10-18",3188.64,null,null,62]
["1990-10-17",3188.64,null,null,62]
["1990-10-16",3188.64,null,null,91]
["1990-10-15",3188.78,null,null,136]
["1990-10-14",3188.93,null,null,137]
["1990-10-13",3189.08,null,null,136]
["1990-10-12",3189.25,null,null,150]
["1990-10-11",3189.42,null,null,164]
["1990-10-10",3189.61,null,null,164]
["1990-10-09",3189.84,null,null,164]
["1990-10-08",3199.81,null,null,164]
["1990-10-07",3199.81,null,null,164]
["1990-10-06",3199.81,null,null,165]
["1990-10-05",3199.81,null,null,177]
["1990-10-04",3199.81,null,null,190]
["1990-10-03",3199.81,null,null,191]
["1990-10-02",3199.81,null,null,195]
["1990-10-01",3199.81,null,null,198]
["1990-09-30",3199.81,null,null,201]
["1990-09-29",3199.81,null,null,203]
["1990-09-28",3199.81,null,null,215]
["1990-09-27",3199.82,null,null,232]
["1990-09-26",3199.82,null,null,232]
["1990-09-25",3199.82,null,null,232]
["1990-09-24",3199.82,null,null,232]
["1990-09-23",3199.82,null,null,232]
["1990-09-22",3199.82,null,null,232]
["1990-09-21",3199.82,null,null,234]
["1990-09-20",3199.82,null,null,234]
["1990-09-19",3199.82,null,null,234]
["1990-09-18",3199.82,null,null,234]
["1990-09-17",3199.82,null,null,235]
["1990-09-16",3199.82,null,null,236]
["1990-09-15",3199.82,null,null,236]
["1990-09-14",3199.82,null,null,236]
["1990-09-13",3199.84,null,null,236]
["1990-09-12",3199.84,null,null,236]
["1990-09-11",3199.84,null,null,236]
["1990-09-10",3199.84,null,null,236]
["1990-09-09",3199.84,null,null,236]
["1990-09-08",3199.84,null,null,236]
["1990-09-07",3199.84,null,null,236]
["1990-09-06",3199.84,null,null,236]
["1990-09-05",3199.85,null,null,236]
["1990-09-04",3199.85,null,null,236]
["1990-09-03",3199.86,null,null,236]
["1990-09-02",3199.94,null,null,236]
["1990-09-01",3200.08,null,null,236]
["1990-08-31",3200.21,null,null,236]
["1990-08-30",3200.38,null,null,236]
["1990-08-29",3200.66,null,null,236]
["1990-08-28",3200.94,null,null,236]
["1990-08-27",3201.2,null,null,236]
["1990-08-26",3201.46,null,null,236]
["1990-08-25",3201.72,null,null,236]
["1990-08-24",3202,null,null,236]
["1990-08-23",3202.29,null,null,237]
["1990-08-22",3202.57,null,null,238]
["1990-08-21",3202.82,null,null,238]
["1990-08-20",3203.07,null,null,238]
["1990-08-19",3203.31,null,null,238]
["1990-08-18",3203.58,null,null,239]
["1990-08-17",3203.83,null,null,239]
["1990-08-16",3204.11,null,null,238]
["1990-08-15",3204.38,null,null,240]
["1990-08-14",3204.69,null,null,240]
["1990-08-13",3204.97,null,null,240]
["1990-08-12",3205.25,null,null,240]
["1990-08-11",3205.51,null,null,240]
["1990-08-10",3205.76,null,null,240]
["1990-08-09",3206.02,null,null,240]
["1990-08-08",3206.29,null,null,240]
["1990-08-07",3206.56,null,null,241]
["1990-08-06",3206.82,null,null,241]
["1990-08-05",3207.09,null,null,241]
["1990-08-04",3207.34,null,null,243]
["1990-08-03",3207.6,null,null,243]
["1990-08-02",3207.85,null,null,243]
["1990-08-01",3208.11,null,null,243]
["1990-07-31",3208.39,null,null,232]
["1990-07-30",3208.66,null,null,221]
["1990-07-29",3208.91,null,null,221]
["1990-07-28",3209.12,null,null,222]
["1990-07-27",3209.33,null,null,222]
["1990-07-26",3209.58,null,null,222]
["1990-07-25",3209.79,null,null,222]
["1990-07-24",3210.03,null,null,222]
["1990-07-23",3210.29,null,null,222]
["1990-07-22",3210.58,null,null,222]
["1990-07-21",3210.8,null,null,222]
["1990-07-20",3211,null,null,222]
["1990-07-19",3211.24,null,null,222]
["1990-07-18",3211.46,null,null,222]
["1990-07-17",3211.69,null,null,222]
["1990-07-16",3211.91,null,null,222]
["1990-07-15",3212.16,null,null,222]
["1990-07-14",3212.38,null,null,222]
["1990-07-13",3212.6,null,null,222]
["1990-07-12",3212.8,null,null,222]
["1990-07-11",3212.97,null,null,223]
["1990-07-10",3213.19,null,null,222]
["1990-07-09",3213.39,null,null,222]
["1990-07-08",3213.61,null,null,222]
["1990-07-07",3213.79,null,null,222]
["1990-07-06",3213.99,null,null,224]
["1990-07-05",3214.19,null,null,223]
["1990-07-04",3214.4,null,null,223]
["1990-07-03",3214.6,null,null,224]
["1990-07-02",3214.83,null,null,224]
["1990-07-01",3215.03,null,null,224]
["1990-06-30",3215.25,null,null,224]
["1990-06-29",3215.48,null,null,224]
["1990-06-28",3215.67,null,null,224]
["1990-06-27",3215.87,null,null,224]
["1990-06-26",3216.12,null,null,224]
["1990-06-25",3216.33,null,null,224]
["1990-06-24",3216.54,null,null,224]
["1990-06-23",3216.68,null,null,224]
["1990-06-22",3216.86,null,null,224]
["1990-06-21",3217.05,null,null,224]
["1990-06-20",3217.23,null,null,224]
["1990-06-19",3217.45,null,null,224]
["1990-06-18",3217.58,null,null,224]
["1990-06-17",3217.75,null,null,224]
["1990-06-16",3217.93,null,null,224]
["1990-06-15",3218.07,null,null,224]
["1990-06-14",3218.25,null,null,224]
["1990-06-13",3218.41,null,null,224]
["1990-06-12",3218.59,null,null,225]
["1990-06-11",3218.75,null,null,224]
["1990-06-10",3218.9,null,null,224]
["1990-06-09",3219.05,null,null,224]
["1990-06-08",3219.19,null,null,214]
["1990-06-07",3219.29,null,null,199]
["1990-06-06",3219.37,null,null,199]
["1990-06-05",3219.4,null,null,199]
["1990-06-04",3219.54,null,null,200]
["1990-06-03",3219.61,null,null,200]
["1990-06-02",3219.69,null,null,200]
["1990-06-01",3219.73,null,null,200]
["1990-05-31",3219.74,null,null,225]
["1990-05-30",3219.82,null,null,253]
["1990-05-29",3219.87,null,null,253]
["1990-05-28",3219.93,null,null,253]
["1990-05-27",3220.09,null,null,253]
["1990-05-26",3220.23,null,null,253]
["1990-05-25",3220.4,null,null,253]
["1990-05-24",3220.52,null,null,253]
["1990-05-23",3220.73,null,null,253]
["1990-05-22",3220.88,null,null,253]
["1990-05-21",3221.08,null,null,253]
["1990-05-20",3221.27,null,null,253]
["1990-05-19",3221.47,null,null,253]
["1990-05-18",3221.67,null,null,253]
["1990-05-17",3221.89,null,null,253]
["1990-05-16",3222.1,null,null,253]
["1990-05-15",3222.29,null,null,253]
["1990-05-14",3222.49,null,null,253]
["1990-05-13",3222.69,null,null,253]
["1990-05-12",3222.87,null,null,253]
["1990-05-11",3223.07,null,null,253]
["1990-05-10",3223.27,null,null,253]
["1990-05-09",3223.42,null,null,253]
["1990-05-08",3223.64,null,null,238]
["1990-05-07",3223.75,null,null,216]
["1990-05-06",3223.93,null,null,216]
["1990-05-05",3224.13,null,null,216]
["1990-05-04",3224.23,null,null,216]
["1990-05-03",3224.31,null,null,216]
["1990-05-02",3224.39,null,null,216]
["1990-05-01",3224.45,null,null,216]
["1990-04-30",3224.5,null,null,216]
["1990-04-29",3224.51,null,null,216]
["1990-04-28",3224.5,null,null,216]
["1990-04-27",3224.62,null,null,216]
["1990-04-26",3224.74,null,null,216]
["1990-04-25",3224.85,null,null,216]
["1990-04-24",3225.02,null,null,216]
["1990-04-23",3225.15,null,null,216]
["1990-04-22",3225.24,null,null,216]
["1990-04-21",3225.35,null,null,216]
["1990-04-20",3225.46,null,null,216]
["1990-04-19",3225.57,null,null,216]
["1990-04-18",3225.69,null,null,216]
["1990-04-17",3225.8,null,null,216]
["1990-04-16",3225.8,null,null,124]
["1990-04-15",3225.74,null,null,76]
["1990-04-14",3225.68,null,null,76]
["1990-04-13",3225.66,null,null,76]
["1990-04-12",3225.58,null,null,76]
["1990-04-11",3225.53,null,null,76]
["1990-04-10",3225.48,null,null,76]
["1990-04-09",3225.38,null,null,76]
["1990-04-08",3225.26,null,null,76]
["1990-04-07",3225.17,null,null,75]
["1990-04-06",3224.99,null,null,75]
["1990-04-05",3224.79,null,null,75]
["1990-04-04",3224.6,null,null,75]
["1990-04-03",3224.35,null,null,75]
["1990-04-02",3224.08,null,null,75]
["1990-04-01",3223.73,null,null,75]
["1990-03-31",3223.43,null,null,75]
["1990-03-30",3223.21,null,null,75]
["1990-03-29",3222.96,null,null,75]
["1990-03-28",3222.73,null,null,75]
["1990-03-27",3222.49,null,null,75]
["1990-03-26",3222.22,null,null,75]
["1990-03-25",3221.92,null,null,75]
["1990-03-24",3221.54,null,null,75]
["1990-03-23",3221.17,null,null,75]
["1990-03-22",3220.67,null,null,74]
["1990-03-21",3220.19,null,null,74]
["1990-03-20",3219.77,null,null,74]
["1990-03-19",3219.3,null,null,74]
["1990-03-18",3218.77,null,null,74]
["1990-03-17",3218.44,null,null,74]
["1990-03-16",3218.31,null,null,74]
["1990-03-15",3218.17,null,null,74]
["1990-03-14",3218.05,null,null,74]
["1990-03-13",3217.89,null,null,74]
["1990-03-12",3217.78,null,null,74]
["1990-03-11",3217.49,null,null,74]
["1990-03-10",3217.12,null,null,74]
["1990-03-09",3216.98,null,null,74]
["1990-03-08",3216.81,null,null,74]
["1990-03-07",3216.69,null,null,74]
["1990-03-06",3216.53,null,null,74]
["1990-03-05",3216.32,null,null,74]
["1990-03-04",3216.01,null,null,74]
["1990-03-03",3215.77,null,null,74]
["1990-03-02",3215.54,null,null,74]
["1990-03-01",3215.44,null,null,74]
["1990-02-28",3215.34,null,null,74]
["1990-02-27",3215.18,null,null,74]
["1990-02-26",3215.02,null,null,74]
["1990-02-25",3214.92,null,null,74]
["1990-02-24",3214.85,null,null,74]
["1990-02-23",3214.8,null,null,74]
["1990-02-22",3214.7,null,null,75]
["1990-02-21",3214.69,null,null,75]
["1990-02-20",3214.68,null,null,75]
["1990-02-19",3214.68,null,null,75]
["1990-02-18",3214.68,null,null,75]
["1990-02-17",3214.68,null,null,75]
["1990-02-16",3214.68,null,null,75]
["1990-02-15",3214.65,null,null,75]
["1990-02-14",3214.65,null,null,75]
["1990-02-13",3214.65,null,null,75]
["1990-02-12",3214.65,null,null,68]
["1990-02-11",3214.58,null,null,58]
["1990-02-10",3214.57,null,null,58]
["1990-02-09",3214.57,null,null,59]
["1990-02-08",3214.47,null,null,58]
["1990-02-07",3214.47,null,null,58]
["1990-02-06",3214.4,null,null,58]
["1990-02-05",3214.38,null,null,58]
["1990-02-04",3214.36,null,null,58]
["1990-02-03",3214.31,null,null,58]
["1990-02-02",3214.26,null,null,58]
["1990-02-01",3214.23,null,null,58]
["1990-01-31",3214.23,null,null,58]
["1990-01-30",3214.16,null,null,58]
["1990-01-29",3214.13,null,null,58]
["1990-01-28",3214.1,null,null,58]
["1990-01-27",3214.08,null,null,58]
["1990-01-26",3214.08,null,null,58]
["1990-01-25",3213.99,null,null,57]
["1990-01-24",3213.98,null,null,57]
["1990-01-23",3213.95,null,null,57]
["1990-01-22",3213.93,null,null,57]
["1990-01-21",3213.84,null,null,57]
["1990-01-20",3213.78,null,null,57]
["1990-01-19",3213.76,null,null,57]
["1990-01-18",3213.75,null,null,57]
["1990-01-17",3213.68,null,null,57]
["1990-01-16",3213.62,null,null,57]
["1990-01-15",3213.53,null,null,57]
["1990-01-14",3213.38,null,null,57]
["1990-01-13",3213.24,null,null,57]
["1990-01-12",3213.11,null,null,57]
["1990-01-11",3212.97,null,null,57]
["1990-01-10",3212.77,null,null,57]
["1990-01-09",3212.63,null,null,57]
["1990-01-08",3212.33,null,null,57]
["1990-01-07",3212.2,null,null,57]
["1990-01-06",3212.12,null,null,57]
["1990-01-05",3212.09,null,null,57]
["1990-01-04",3212.02,null,null,57]
["1990-01-03",3212.02,null,null,57]
["1990-01-02",3212.01,null,null,57]
["1990-01-01",3212.01,null,null,57]
["1989-12-31",3212,null,null,57]
["1989-12-30",3211.95,null,null,57]
["1989-12-29",3211.94,null,null,57]
["1989-12-28",3211.94,null,null,57]
["1989-12-27",3211.94,null,null,57]
["1989-12-26",3211.93,null,null,57]
["1989-12-25",3211.93,null,null,56]
["1989-12-24",3211.91,null,null,56]
["1989-12-23",3211.88,null,null,56]
["1989-12-22",3211.87,null,null,56]
["1989-12-21",3211.83,null,null,56]
["1989-12-20",3211.82,null,null,56]
["1989-12-19",3211.8,null,null,56]
["1989-12-18",3211.79,null,null,56]
["1989-12-17",3211.78,null,null,56]
["1989-12-16",3211.78,null,null,56]
["1989-12-15",3211.77,null,null,56]
["1989-12-14",3211.75,null,null,56]
["1989-12-13",3211.74,null,null,56]
["1989-12-12",3211.66,null,null,56]
["1989-12-11",3211.66,null,null,56]
["1989-12-10",3211.63,null,null,56]
["1989-12-09",3211.62,null,null,56]
["1989-12-08",3211.61,null,null,46]
["1989-12-07",3211.47,null,null,31]
["1989-12-06",3211.44,null,null,49]
["1989-12-05",3211.33,null,null,59]
["1989-12-04",3211.3,null,null,59]
["1989-12-03",3211.26,null,null,58]
["1989-12-02",3211.26,null,null,58]
["1989-12-01",3211.25,null,null,58]
["1989-11-30",3211.25,null,null,58]
["1989-11-29",3211.17,null,null,58]
["1989-11-28",3211.17,null,null,58]
["1989-11-27",3211.16,null,null,58]
["1989-11-26",3211.16,null,null,58]
["1989-11-25",3211.15,null,null,58]
["1989-11-24",3211.15,null,null,58]
["1989-11-23",3211.06,null,null,58]
["1989-11-22",3211.05,null,null,57]
["1989-11-21",3211.04,null,null,57]
["1989-11-20",3211.04,null,null,57]
["1989-11-19",3211.04,null,null,57]
["1989-11-18",3211.03,null,null,57]
["1989-11-17",3211.03,null,null,53]
["1989-11-16",3211,null,null,57]
["1989-11-15",3211,null,null,57]
["1989-11-14",3211,null,null,58]
["1989-11-13",3211,null,null,72]
["1989-11-12",3211.02,null,null,91]
["1989-11-11",3211.02,null,null,91]
["1989-11-10",3211.02,null,null,78]
["1989-11-09",3211.02,null,null,58]
["1989-11-08",3210.89,null,null,58]
["1989-11-07",3210.89,null,null,58]
["1989-11-06",3210.88,null,null,58]
["1989-11-05",3210.88,null,null,58]
["1989-11-04",3210.88,null,null,58]
["1989-11-03",3210.87,null,null,64]
["1989-11-02",3210.88,null,null,71]
["1989-11-01",3210.88,null,null,71]
["1989-10-31",3210.88,null,null,71]
["1989-10-30",3210.89,null,null,71]
["1989-10-29",3210.89,null,null,71]
["1989-10-28",3210.89,null,null,71]
["1989-10-27",3210.89,null,null,71]
["1989-10-26",3210.92,null,null,71]
["1989-10-25",3210.92,null,null,71]
["1989-10-24",3210.92,null,null,71]
["1989-10-23",3210.92,null,null,71]
["1989-10-22",3210.93,null,null,71]
["1989-10-21",3210.96,null,null,71]
["1989-10-20",3210.97,null,null,71]
["1989-10-19",3211.02,null,null,71]
["1989-10-18",3211.03,null,null,71]
["1989-10-17",3211.03,null,null,71]
["1989-10-16",3211.06,null,null,71]
["1989-10-15",3211.09,null,null,71]
["1989-10-14",3211.11,null,null,71]
["1989-10-13",3211.12,null,null,82]
["1989-10-12",3211.22,null,null,99]
["1989-10-11",3211.27,null,null,99]
["1989-10-10",3211.31,null,null,99]
["1989-10-09",3211.39,null,null,99]
["1989-10-08",3211.44,null,null,98]
["1989-10-07",3211.48,null,null,98]
["1989-10-06",3211.55,null,null,108]
["1989-10-05",3211.62,null,null,124]
["1989-10-04",3211.7,null,null,124]
["1989-10-03",3211.78,null,null,124]
["1989-10-02",3211.86,null,null,124]
["1989-10-01",3211.95,null,null,124]
["1989-09-30",3212.05,null,null,154]
["1989-09-29",3212.19,null,null,173]
["1989-09-28",3212.29,null,null,173]
["1989-09-27",3212.42,null,null,173]
["1989-09-26",3212.54,null,null,173]
["1989-09-25",3212.69,null,null,173]
["1989-09-24",3212.82,null,null,173]
["1989-09-23",3212.94,null,null,173]
["1989-09-22",3213.09,null,null,181]
["1989-09-21",3213.21,null,null,197]
["1989-09-20",3213.37,null,null,197]
["1989-09-19",3213.53,null,null,197]
["1989-09-18",3213.66,null,null,197]
["1989-09-17",3213.85,null,null,197]
["1989-09-16",3214.03,null,null,197]
["1989-09-15",3214.17,null,null,196]
["1989-09-14",3214.36,null,null,196]
["1989-09-13",3214.52,null,null,196]
["1989-09-12",3214.67,null,null,196]
["1989-09-11",3214.85,null,null,196]
["1989-09-10",3215.03,null,null,195]
["1989-09-09",3215.21,null,null,196]
["1989-09-08",3215.42,null,null,202]
["1989-09-07",3215.56,null,null,211]
["1989-09-06",3215.74,null,null,211]
["1989-09-05",3215.94,null,null,211]
["1989-09-04",3216.13,null,null,211]
["1989-09-03",3216.3,null,null,211]
["1989-09-02",3216.53,null,null,211]
["1989-09-01",3216.66,null,null,211]
["1989-08-31",3216.84,null,null,211]
["1989-08-30",3217,null,null,211]
["1989-08-29",3217.14,null,null,226]
["1989-08-28",3217.38,null,null,254]
["1989-08-27",3217.58,null,null,256]
["1989-08-26",3217.8,null,null,256]
["1989-08-25",3218.04,null,null,256]
["1989-08-24",3218.25,null,null,256]
["1989-08-23",3218.48,null,null,256]
["1989-08-22",3218.7,null,null,257]
["1989-08-21",3218.93,null,null,258]
["1989-08-20",3219.16,null,null,258]
["1989-08-19",3219.37,null,null,258]
["1989-08-18",3219.59,null,null,258]
["1989-08-17",3219.8,null,null,258]
["1989-08-16",3220.02,null,null,258]
["1989-08-15",3220.26,null,null,259]
["1989-08-14",3220.47,null,null,259]
["1989-08-13",3220.72,null,null,259]
["1989-08-12",3220.93,null,null,260]
["1989-08-11",3221.18,null,null,261]
["1989-08-10",3221.4,null,null,261]
["1989-08-09",3221.61,null,null,261]
["1989-08-08",3221.82,null,null,261]
["1989-08-07",3222.07,null,null,261]
["1989-08-06",3222.25,null,null,261]
["1989-08-05",3222.44,null,null,261]
["1989-08-04",3222.63,null,null,261]
["1989-08-03",3222.84,null,null,261]
["1989-08-02",3223.05,null,null,263]
["1989-08-01",3223.27,null,null,263]
["1989-07-31",3223.47,null,null,263]
["1989-07-30",3223.75,null,null,263]
["1989-07-29",3224.04,null,null,263]
["1989-07-28",3224.23,null,null,264]
["1989-07-27",3224.5,null,null,265]
["1989-07-26",3224.67,null,null,268]
["1989-07-25",3224.86,null,null,268]
["1989-07-24",3225.11,null,null,268]
["1989-07-23",3225.29,null,null,268]
["1989-07-22",3225.47,null,null,270]
["1989-07-21",3225.65,null,null,270]
["1989-07-20",3225.91,null,null,270]
["1989-07-19",3226.13,null,null,271]
["1989-07-18",3226.31,null,null,272]
["1989-07-17",3226.49,null,null,273]
["1989-07-16",3226.69,null,null,273]
["1989-07-15",3226.9,null,null,273]
["1989-07-14",3227.11,null,null,273]
["1989-07-13",3227.33,null,null,268]
["1989-07-12",3227.56,null,null,265]
["1989-07-11",3227.69,null,null,266]
["1989-07-10",3227.88,null,null,266]
["1989-07-09",3228.08,null,null,267]
["1989-07-08",3228.22,null,null,268]
["1989-07-07",3228.45,null,null,268]
["1989-07-06",3228.66,null,null,268]
["1989-07-05",3228.81,null,null,268]
["1989-07-04",3229,null,null,268]
["1989-07-03",3229.19,null,null,268]
["1989-07-02",3229.37,null,null,268]
["1989-07-01",3229.54,null,null,268]
["1989-06-30",3229.72,null,null,268]
["1989-06-29",3229.9,null,null,268]
["1989-06-28",3230.07,null,null,268]
["1989-06-27",3230.28,null,null,268]
["1989-06-26",3230.51,null,null,268]
["1989-06-25",3230.7,null,null,267]
["1989-06-24",3230.89,null,null,266]
["1989-06-23",3231.03,null,null,265]
["1989-06-22",3231.21,null,null,265]
["1989-06-21",3231.39,null,null,265]
["1989-06-20",3231.58,null,null,265]
["1989-06-19",3231.74,null,null,265]
["1989-06-18",3231.94,null,null,265]
["1989-06-17",3232.09,null,null,264]
["1989-06-16",3232.24,null,null,263]
["1989-06-15",3232.44,null,null,263]
["1989-06-14",3232.62,null,null,241]
["1989-06-13",3232.77,null,null,225]
["1989-06-12",3232.94,null,null,225]
["1989-06-11",3233.06,null,null,224]
["1989-06-10",3233.15,null,null,223]
["1989-06-09",3233.26,null,null,223]
["1989-06-08",3233.7,null,null,223]
["1989-06-07",3233.7,null,null,223]
["1989-06-06",3233.7,null,null,221]
["1989-06-05",3233.8,null,null,221]
["1989-06-04",3233.89,null,null,221]
["1989-06-03",3233.99,null,null,221]
["1989-06-02",3234.02,null,null,239]
["1989-06-01",3234.1,null,null,268]
["1989-05-31",3234.12,null,null,268]
["1989-05-30",3234.21,null,null,268]
["1989-05-29",3234.23,null,null,268]
["1989-05-28",3234.23,null,null,268]
["1989-05-27",3234.27,null,null,267]
["1989-05-26",3234.27,null,null,287]
["1989-05-25",3234.33,null,null,325]
["1989-05-24",3234.33,null,null,404]
["1989-05-23",3234.5,null,null,553]
["1989-05-22",3234.69,null,null,553]
["1989-05-21",3234.88,null,null,557]
["1989-05-20",3235.08,null,null,567]
["1989-05-19",3235.22,null,null,639]
["1989-05-18",3235.41,null,null,739]
["1989-05-17",3235.74,null,null,761]
["1989-05-16",3235.92,null,null,781]
["1989-05-15",3236.05,null,null,857]
["1989-05-14",3236.24,null,null,949]
["1989-05-13",3236.41,null,null,972]
["1989-05-12",3236.49,null,null,1040]
["1989-05-11",3236.47,null,null,1110]
["1989-05-10",3236.43,null,null,1100]
["1989-05-09",3236.59,null,null,1110]
["1989-05-08",3236.73,null,null,1120]
["1989-05-07",3236.78,null,null,1130]
["1989-05-06",3236.78,null,null,1130]
["1989-05-05",3236.78,null,null,1160]
["1989-05-04",3236.88,null,null,1250]
["1989-05-03",3236.95,null,null,1310]
["1989-05-02",3237.11,null,null,1440]
["1989-05-01",3237.2,null,null,1450]
["1989-04-30",3237.19,null,null,1310]
["1989-04-29",3236.92,null,null,1170]
["1989-04-28",3236.53,null,null,1110]
["1989-04-27",3236.12,null,null,1050]
["1989-04-26",3235.68,null,null,996]
["1989-04-25",3235.18,null,null,954]
["1989-04-24",3234.97,null,null,948]
["1989-04-23",3234.93,null,null,947]
["1989-04-22",3234.83,null,null,943]
["1989-04-21",3234.58,null,null,1030]
["1989-04-20",3234.38,null,null,1190]
["1989-04-19",3234.24,null,null,1180]
["1989-04-18",3234.03,null,null,1180]
["1989-04-17",3233.67,null,null,1290]
["1989-04-16",3233.43,null,null,1480]
["1989-04-15",3233.08,null,null,1480]
["1989-04-14",3232.79,null,null,1470]
["1989-04-13",3232.48,null,null,1570]
["1989-04-12",3232.33,null,null,1760]
["1989-04-11",3232.21,null,null,1760]
["1989-04-10",3232.13,null,null,1620]
["1989-04-09",3231.81,null,null,1380]
["1989-04-08",3231.08,null,null,1370]
["1989-04-07",3230.18,null,null,1470]
["1989-04-06",3229.72,null,null,1660]
["1989-04-05",3229.83,null,null,1660]
["1989-04-04",3230.23,null,null,1780]
["1989-04-03",3230.69,null,null,1980]
["1989-04-02",3231.18,null,null,1990]
["1989-04-01",3231.54,null,null,1980]
["1989-03-31",3231.89,null,null,1990]
["1989-03-30",3232.14,null,null,1990]
["1989-03-29",3232.26,null,null,1990]
["1989-03-28",3232.12,null,null,1990]
["1989-03-27",3232.12,null,null,1990]
["1989-03-26",3232.02,null,null,1990]
["1989-03-25",3231.44,null,null,1980]
["1989-03-24",3231.03,null,null,1980]
["1989-03-23",3231.03,null,null,1980]
["1989-03-22",3230.83,null,null,1980]
["1989-03-21",3230.6,null,null,2040]
["1989-03-20",3230.91,null,null,2260]
["1989-03-19",3231.48,null,null,2450]
["1989-03-18",3232.09,null,null,2460]
["1989-03-17",3232.79,null,null,2520]
["1989-03-16",3233.56,null,null,2660]
["1989-03-15",3234.19,null,null,2900]
["1989-03-14",3234.73,null,null,3010]
["1989-03-13",3234.91,null,null,3080]
["1989-03-12",3234.37,null,null,3070]
["1989-03-11",3233.37,null,null,3070]
["1989-03-10",3232.3,null,null,1870]
["1989-03-09",3229.99,null,null,728]
["1989-03-08",3228.5,null,null,401]
["1989-03-07",3227.52,null,null,324]
["1989-03-06",3225.54,null,null,199]
["1989-03-05",3224.42,null,null,199]
["1989-03-04",3224.2,null,null,199]
["1989-03-03",3224.02,null,null,199]
["1989-03-02",3223.81,null,null,199]
["1989-03-01",3223.42,null,null,199]
["1989-02-28",3223.18,null,null,199]
["1989-02-27",3222.91,null,null,199]
["1989-02-26",3222.51,null,null,199]
["1989-02-25",3221.99,null,null,139]
["1989-02-24",3221.19,null,null,47]
["1989-02-23",3219.79,null,null,19]
["1989-02-22",3217.67,null,null,19]
["1989-02-21",3216.86,null,null,19]
["1989-02-20",3216.15,null,null,19]
["1989-02-19",3215.13,null,null,19]
["1989-02-18",3214.16,null,null,19]
["1989-02-17",3213.96,null,null,19]
["1989-02-16",3213.86,null,null,19]
["1989-02-15",3213.74,null,null,19]
["1989-02-14",3213.67,null,null,19]
["1989-02-13",3213.61,null,null,19]
["1989-02-12",3213.52,null,null,19]
["1989-02-11",3213.44,null,null,19]
["1989-02-10",3213.38,null,null,19]
["1989-02-09",3213.32,null,null,19]
["1989-02-08",3213.24,null,null,19]
["1989-02-07",3213.16,null,null,19]
["1989-02-06",3213.08,null,null,19]
["1989-02-05",3212.99,null,null,19]
["1989-02-04",3212.91,null,null,19]
["1989-02-03",3212.9,null,null,19]
["1989-02-02",3212.84,null,null,19]
["1989-02-01",3212.75,null,null,19]
["1989-01-31",3212.64,null,null,19]
["1989-01-30",3212.52,null,null,19]
["1989-01-29",3212.42,null,null,19]
["1989-01-28",3212.3,null,null,19]
["1989-01-27",3212.2,null,null,19]
["1989-01-26",3212.09,null,null,19]
["1989-01-25",3211.98,null,null,19]
["1989-01-24",3211.91,null,null,19]
["1989-01-23",3211.85,null,null,19]
["1989-01-22",3211.74,null,null,19]
["1989-01-21",3211.61,null,null,19]
["1989-01-20",3211.47,null,null,19]
["1989-01-19",3211.32,null,null,19]
["1989-01-18",3211.2,null,null,19]
["1989-01-17",3211.05,null,null,19]
["1989-01-16",3210.94,null,null,19]
["1989-01-15",3210.81,null,null,19]
["1989-01-14",3210.69,null,null,19]
["1989-01-13",3210.55,null,null,19]
["1989-01-12",3210.46,null,null,19]
["1989-01-11",3210.32,null,null,19]
["1989-01-10",3210.14,null,null,19]
["1989-01-09",3210,null,null,19]
["1989-01-08",3209.81,null,null,19]
["1989-01-07",3209.75,null,null,19]
["1989-01-06",3209.71,null,null,12]
["1989-01-05",3209.57,null,null,7.9]
["1989-01-04",3209.46,null,null,7.8]
["1989-01-03",3209.34,null,null,7.6]
["1989-01-02",3209.22,null,null,7.6]
["1989-01-01",3209.01,null,null,7.6]
["1988-12-31",3208.92,null,null,7.6]
["1988-12-30",3208.92,null,null,7.6]
["1988-12-29",3208.81,null,null,7.6]
["1988-12-28",3208.76,null,null,7.6]
["1988-12-27",3208.69,null,null,7.6]
["1988-12-26",3208.64,null,null,7.6]
["1988-12-25",3208.56,null,null,7.6]
["1988-12-24",3208.49,null,null,7.6]
["1988-12-23",3208.4,null,null,7.6]
["1988-12-22",3208.25,null,null,7.6]
["1988-12-21",3208.2,null,null,7.5]
["1988-12-20",3208.05,null,null,7.5]
["1988-12-19",3207.96,null,null,7.4]
["1988-12-18",3207.83,null,null,7.4]
["1988-12-17",3207.76,null,null,7.5]
["1988-12-16",3207.68,null,null,7.4]
["1988-12-15",3207.59,null,null,7.3]
["1988-12-14",3207.45,null,null,7.2]
["1988-12-13",3207.24,null,null,7.1]
["1988-12-12",3207.01,null,null,12]
["1988-12-11",3206.7,null,null,19]
["1988-12-10",3206.34,null,null,19]
["1988-12-09",3206.05,null,null,19]
["1988-12-08",3205.93,null,null,19]
["1988-12-07",3205.79,null,null,19]
["1988-12-06",3205.71,null,null,19]
["1988-12-05",3205.63,null,null,20]
["1988-12-04",3205.56,null,null,20]
["1988-12-03",3205.44,null,null,20]
["1988-12-02",3205.36,null,null,20]
["1988-12-01",3205.23,null,null,20]
["1988-11-30",3205.15,null,null,20]
["1988-11-29",3205.03,null,null,20]
["1988-11-28",3204.88,null,null,20]
["1988-11-27",3204.79,null,null,20]
["1988-11-26",3204.67,null,null,20]
["1988-11-25",3204.52,null,null,20]
["1988-11-24",3204.34,null,null,20]
["1988-11-23",3203.98,null,null,19]
["1988-11-22",3203.66,null,null,20]
["1988-11-21",3203.57,null,null,27]
["1988-11-20",3203.49,null,null,31]
["1988-11-19",3203.42,null,null,31]
["1988-11-18",3203.36,null,null,31]
["1988-11-17",3203.23,null,null,31]
["1988-11-16",3203.14,null,null,31]
["1988-11-15",3203.03,null,null,31]
["1988-11-14",3202.96,null,null,31]
["1988-11-13",3202.88,null,null,31]
["1988-11-12",3202.8,null,null,31]
["1988-11-11",3202.76,null,null,31]
["1988-11-10",3202.68,null,null,31]
["1988-11-09",3202.64,null,null,31]
["1988-11-08",3202.58,null,null,31]
["1988-11-07",3202.58,null,null,31]
["1988-11-06",3202.58,null,null,31]
["1988-11-05",3202.58,null,null,31]
["1988-11-04",3202.51,null,null,31]
["1988-11-03",3202.46,null,null,31]
["1988-11-02",3202.45,null,null,31]
["1988-11-01",3202.45,null,null,31]
["1988-10-31",3202.45,null,null,31]
["1988-10-30",3202.46,null,null,31]
["1988-10-29",3202.46,null,null,31]
["1988-10-28",3202.46,null,null,31]
["1988-10-27",3202.48,null,null,31]
["1988-10-26",3202.49,null,null,31]
["1988-10-25",3202.51,null,null,31]
["1988-10-24",3202.51,null,null,28]
["1988-10-23",3202.53,null,null,30]
["1988-10-22",3202.53,null,null,30]
["1988-10-21",3202.53,null,null,30]
["1988-10-20",3202.55,null,null,30]
["1988-10-19",3202.58,null,null,30]
["1988-10-18",3202.58,null,null,30]
["1988-10-17",3202.59,null,null,30]
["1988-10-16",3202.59,null,null,30]
["1988-10-15",3202.59,null,null,30]
["1988-10-14",3202.59,null,null,44]
["1988-10-13",3202.63,null,null,63]
["1988-10-12",3202.69,null,null,67]
["1988-10-11",3202.73,null,null,84]
["1988-10-10",3202.83,null,null,112]
["1988-10-09",3202.95,null,null,123]
["1988-10-08",3203.05,null,null,123]
["1988-10-07",3203.17,null,null,135]
["1988-10-06",3203.27,null,null,154]
["1988-10-05",3203.4,null,null,154]
["1988-10-04",3203.54,null,null,154]
["1988-10-03",3203.68,null,null,154]
["1988-10-02",3203.8,null,null,154]
["1988-10-01",3203.95,null,null,154]
["1988-09-30",3204.12,null,null,155]
["1988-09-29",3204.22,null,null,154]
["1988-09-28",3204.34,null,null,154]
["1988-09-27",3204.47,null,null,154]
["1988-09-26",3204.61,null,null,154]
["1988-09-25",3204.76,null,null,154]
["1988-09-24",3204.9,null,null,154]
["1988-09-23",3205.02,null,null,141]
["1988-09-22",3205.16,null,null,126]
["1988-09-21",3205.28,null,null,126]
["1988-09-20",3205.38,null,null,165]
["1988-09-19",3205.54,null,null,195]
["1988-09-18",3205.73,null,null,194]
["1988-09-17",3205.92,null,null,195]
["1988-09-16",3206.12,null,null,194]
["1988-09-15",3206.35,null,null,194]
["1988-09-14",3206.58,null,null,194]
["1988-09-13",3206.72,null,null,194]
["1988-09-12",3206.93,null,null,207]
["1988-09-11",3207.09,null,null,221]
["1988-09-10",3207.3,null,null,221]
["1988-09-09",3207.57,null,null,241]
["1988-09-08",3207.82,null,null,295]
["1988-09-07",3208.1,null,null,329]
["1988-09-06",3208.46,null,null,329]
["1988-09-05",3208.79,null,null,329]
["1988-09-04",3209.12,null,null,331]
["1988-09-03",3209.42,null,null,331]
["1988-09-02",3209.72,null,null,331]
["1988-09-01",3210.03,null,null,331]
["1988-08-31",3210.32,null,null,331]
["1988-08-30",3210.65,null,null,331]
["1988-08-29",3210.95,null,null,332]
["1988-08-28",3211.28,null,null,332]
["1988-08-27",3211.57,null,null,334]
["1988-08-26",3211.88,null,null,334]
["1988-08-25",3212.18,null,null,334]
["1988-08-24",3212.5,null,null,334]
["1988-08-23",3212.79,null,null,334]
["1988-08-22",3213.09,null,null,334]
["1988-08-21",3213.37,null,null,334]
["1988-08-20",3213.66,null,null,335]
["1988-08-19",3213.98,null,null,337]
["1988-08-18",3214.21,null,null,337]
["1988-08-17",3214.52,null,null,337]
["1988-08-16",3214.85,null,null,337]
["1988-08-15",3215.2,null,null,337]
["1988-08-14",3215.48,null,null,337]
["1988-08-13",3215.76,null,null,338]
["1988-08-12",3216.04,null,null,338]
["1988-08-11",3216.36,null,null,339]
["1988-08-10",3216.64,null,null,340]
["1988-08-09",3216.91,null,null,340]
["1988-08-08",3217.17,null,null,340]
["1988-08-07",3217.47,null,null,340]
["1988-08-06",3217.74,null,null,340]
["1988-08-05",3218.07,null,null,342]
["1988-08-04",3218.42,null,null,342]
["1988-08-03",3218.68,null,null,342]
["1988-08-02",3218.91,null,null,342]
["1988-08-01",3219.23,null,null,342]
["1988-07-31",3219.5,null,null,342]
["1988-07-30",3219.8,null,null,342]
["1988-07-29",3220.06,null,null,331]
["1988-07-28",3220.33,null,null,313]
["1988-07-27",3220.6,null,null,313]
["1988-07-26",3220.86,null,null,313]
["1988-07-25",3221.13,null,null,313]
["1988-07-24",3221.37,null,null,313]
["1988-07-23",3221.61,null,null,314]
["1988-07-22",3221.86,null,null,315]
["1988-07-21",3222.1,null,null,315]
["1988-07-20",3222.33,null,null,315]
["1988-07-19",3222.56,null,null,315]
["1988-07-18",3222.77,null,null,315]
["1988-07-17",3222.99,null,null,315]
["1988-07-16",3223.23,null,null,315]
["1988-07-15",3223.42,null,null,315]
["1988-07-14",3223.69,null,null,315]
["1988-07-13",3223.93,null,null,315]
["1988-07-12",3224.2,null,null,317]
["1988-07-11",3224.43,null,null,318]
["1988-07-10",3224.67,null,null,318]
["1988-07-09",3224.94,null,null,318]
["1988-07-08",3225.13,null,null,318]
["1988-07-07",3225.3,null,null,318]
["1988-07-06",3225.5,null,null,318]
["1988-07-05",3225.72,null,null,318]
["1988-07-04",3225.95,null,null,284]
["1988-07-03",3226.18,null,null,236]
["1988-07-02",3226.36,null,null,237]
["1988-07-01",3226.52,null,null,237]
["1988-06-30",3226.65,null,null,236]
["1988-06-29",3226.78,null,null,236]
["1988-06-28",3226.96,null,null,237]
["1988-06-27",3227.16,null,null,238]
["1988-06-26",3227.38,null,null,238]
["1988-06-25",3227.55,null,null,238]
["1988-06-24",3227.69,null,null,238]
["1988-06-23",3227.83,null,null,238]
["1988-06-22",3228.02,null,null,238]
["1988-06-21",3228.17,null,null,238]
["1988-06-20",3228.32,null,null,238]
["1988-06-19",3228.48,null,null,238]
["1988-06-18",3228.6,null,null,238]
["1988-06-17",3228.73,null,null,238]
["1988-06-16",3228.85,null,null,238]
["1988-06-15",3229.01,null,null,238]
["1988-06-14",3229.09,null,null,238]
["1988-06-13",3229.22,null,null,238]
["1988-06-12",3229.31,null,null,238]
["1988-06-11",3229.45,null,null,238]
["1988-06-10",3229.52,null,null,252]
["1988-06-09",3229.61,null,null,273]
["1988-06-08",3229.73,null,null,273]
["1988-06-07",3229.82,null,null,273]
["1988-06-06",3229.89,null,null,273]
["1988-06-05",3230.01,null,null,273]
["1988-06-04",3230.12,null,null,273]
["1988-06-03",3230.27,null,null,273]
["1988-06-02",3230.37,null,null,273]
["1988-06-01",3230.5,null,null,273]
["1988-05-31",3230.64,null,null,273]
["1988-05-30",3230.79,null,null,273]
["1988-05-29",3230.93,null,null,273]
["1988-05-28",3231.11,null,null,274]
["1988-05-27",3231.27,null,null,280]
["1988-05-26",3231.39,null,null,290]
["1988-05-25",3231.59,null,null,290]
["1988-05-24",3231.75,null,null,290]
["1988-05-23",3231.89,null,null,251]
["1988-05-22",3232.05,null,null,229]
["1988-05-21",3232.16,null,null,228]
["1988-05-20",3232.28,null,null,229]
["1988-05-19",3232.37,null,null,230]
["1988-05-18",3232.47,null,null,230]
["1988-05-17",3232.59,null,null,230]
["1988-05-16",3232.68,null,null,229]
["1988-05-15",3232.76,null,null,229]
["1988-05-14",3232.84,null,null,228]
["1988-05-13",3232.94,null,null,229]
["1988-05-12",3232.98,null,null,221]
["1988-05-11",3232.99,null,null,209]
["1988-05-10",3232.96,null,null,209]
["1988-05-09",3232.9,null,null,209]
["1988-05-08",3232.89,null,null,209]
["1988-05-07",3232.86,null,null,209]
["1988-05-06",3232.82,null,null,209]
["1988-05-05",3232.75,null,null,209]
["1988-05-04",3232.67,null,null,209]
["1988-05-03",3232.66,null,null,209]
["1988-05-02",3232.65,null,null,209]
["1988-05-01",3232.6,null,null,209]
["1988-04-30",3232.54,null,null,209]
["1988-04-29",3232.48,null,null,209]
["1988-04-28",3232.35,null,null,208]
["1988-04-27",3232.25,null,null,207]
["1988-04-26",3232.09,null,null,207]
["1988-04-25",3231.91,null,null,207]
["1988-04-24",3231.67,null,null,207]
["1988-04-23",3231.36,null,null,207]
["1988-04-22",3230.94,null,null,207]
["1988-04-21",3230.49,null,null,207]
["1988-04-20",3230.14,null,null,206]
["1988-04-19",3229.91,null,null,205]
["1988-04-18",3229.68,null,null,205]
["1988-04-17",3229.5,null,null,205]
["1988-04-16",3229.5,null,null,205]
["1988-04-15",3229.42,null,null,205]
["1988-04-14",3229.33,null,null,205]
["1988-04-13",3229.33,null,null,205]
["1988-04-12",3229.3,null,null,205]
["1988-04-11",3229.29,null,null,205]
["1988-04-10",3229.27,null,null,205]
["1988-04-09",3229.24,null,null,205]
["1988-04-08",3229.19,null,null,175]
["1988-04-07",3229.15,null,null,154]
["1988-04-06",3229.08,null,null,155]
["1988-04-05",3228.93,null,null,155]
["1988-04-04",3228.79,null,null,156]
["1988-04-03",3228.61,null,null,110]
["1988-04-02",3228.47,null,null,82]
["1988-04-01",3228.31,null,null,82]
["1988-03-31",3228.18,null,null,61]
["1988-03-30",3227.95,null,null,32]
["1988-03-29",3227.76,null,null,32]
["1988-03-28",3227.59,null,null,32]
["1988-03-27",3227.37,null,null,32]
["1988-03-26",3227.21,null,null,32]
["1988-03-25",3226.99,null,null,32]
["1988-03-24",3226.78,null,null,32]
["1988-03-23",3226.54,null,null,32]
["1988-03-22",3226.33,null,null,32]
["1988-03-21",3226.13,null,null,32]
["1988-03-20",3225.95,null,null,32]
["1988-03-19",3225.77,null,null,32]
["1988-03-18",3225.58,null,null,32]
["1988-03-17",3225.41,null,null,32]
["1988-03-16",3225.25,null,null,32]
["1988-03-15",3225.11,null,null,32]
["1988-03-14",3224.88,null,null,32]
["1988-03-13",3224.69,null,null,32]
["1988-03-12",3224.46,null,null,32]
["1988-03-11",3224.19,null,null,32]
["1988-03-10",3223.89,null,null,32]
["1988-03-09",3223.47,null,null,32]
["1988-03-08",3223.15,null,null,32]
["1988-03-07",3222.76,null,null,32]
["1988-03-06",3222.28,null,null,32]
["1988-03-05",3221.63,null,null,32]
["1988-03-04",3220.97,null,null,32]
["1988-03-03",3220.37,null,null,32]
["1988-03-02",3219.74,null,null,32]
["1988-03-01",3219.05,null,null,32]
["1988-02-29",3218.43,null,null,32]
["1988-02-28",3217.84,null,null,32]
["1988-02-27",3217.45,null,null,32]
["1988-02-26",3217.03,null,null,32]
["1988-02-25",3216.77,null,null,32]
["1988-02-24",3216.5,null,null,32]
["1988-02-23",3216.21,null,null,31]
["1988-02-22",3215.92,null,null,31]
["1988-02-21",3215.63,null,null,31]
["1988-02-20",3215.41,null,null,31]
["1988-02-19",3215.16,null,null,31]
["1988-02-18",3214.96,null,null,31]
["1988-02-17",3214.78,null,null,31]
["1988-02-16",3214.43,null,null,31]
["1988-02-15",3214.13,null,null,31]
["1988-02-14",3213.83,null,null,31]
["1988-02-13",3213.43,null,null,31]
["1988-02-12",3212.94,null,null,31]
["1988-02-11",3212.44,null,null,30]
["1988-02-10",3211.83,null,null,30]
["1988-02-09",3211.27,null,null,30]
["1988-02-08",3210.86,null,null,30]
["1988-02-07",3210.72,null,null,30]
["1988-02-06",3210.62,null,null,30]
["1988-02-05",3210.52,null,null,30]
["1988-02-04",3210.45,null,null,30]
["1988-02-03",3210.36,null,null,30]
["1988-02-02",3210.28,null,null,30]
["1988-02-01",3210.18,null,null,31]
["1988-01-31",3210.05,null,null,31]
["1988-01-30",3209.91,null,null,31]
["1988-01-29",3209.75,null,null,31]
["1988-01-28",3209.57,null,null,31]
["1988-01-27",3209.53,null,null,31]
["1988-01-26",3209.43,null,null,31]
["1988-01-25",3209.31,null,null,31]
["1988-01-24",3209.19,null,null,31]
["1988-01-23",3209.1,null,null,31]
["1988-01-22",3209,null,null,31]
["1988-01-21",3208.89,null,null,31]
["1988-01-20",3208.76,null,null,30]
["1988-01-19",3208.64,null,null,30]
["1988-01-18",3208.48,null,null,30]
["1988-01-17",3208.32,null,null,30]
["1988-01-16",3208.07,null,null,30]
["1988-01-15",3207.85,null,null,30]
["1988-01-14",3207.67,null,null,30]
["1988-01-13",3207.5,null,null,29]
["1988-01-12",3207.37,null,null,29]
["1988-01-11",3207.19,null,null,29]
["1988-01-10",3207.08,null,null,29]
["1988-01-09",3206.92,null,null,29]
["1988-01-08",3206.83,null,null,29]
["1988-01-07",3206.75,null,null,29]
["1988-01-06",3206.69,null,null,29]
["1988-01-05",3206.6,null,null,29]
["1988-01-04",3206.54,null,null,29]
["1988-01-03",3206.49,null,null,29]
["1988-01-02",3206.46,null,null,29]
["1988-01-01",3206.4,null,null,29]
["1987-12-31",3206.36,null,null,29]
["1987-12-30",3206.28,null,null,29]
["1987-12-29",3206.24,null,null,29]
["1987-12-28",3206.17,null,null,28]
["1987-12-27",3206.09,null,null,28]
["1987-12-26",3206.04,null,null,28]
["1987-12-25",3206.01,null,null,27]
["1987-12-24",3206,null,null,27]
["1987-12-23",3205.96,null,null,28]
["1987-12-22",3205.91,null,null,28]
["1987-12-21",3205.81,null,null,28]
["1987-12-20",3205.72,null,null,28]
["1987-12-19",3205.7,null,null,28]
["1987-12-18",3205.63,null,null,27]
["1987-12-17",3205.55,null,null,25]
["1987-12-16",3205.43,null,null,25]
["1987-12-15",3205.34,null,null,25]
["1987-12-14",3205.29,null,null,15]
["1987-12-13",3205.16,null,null,11]
["1987-12-12",3205.04,null,null,11]
["1987-12-11",3204.86,null,null,11]
["1987-12-10",3204.64,null,null,11]
["1987-12-09",3204.45,null,null,11]
["1987-12-08",3204.32,null,null,11]
["1987-12-07",3204.23,null,null,11]
["1987-12-06",3204.06,null,null,11]
["1987-12-05",3203.96,null,null,11]
["1987-12-04",3203.8,null,null,8.3000000000000007]
["1987-12-03",3203.69,null,null,11]
["1987-12-02",3203.56,null,null,11]
["1987-12-01",3203.48,null,null,11]
["1987-11-30",3203.36,null,null,11]
["1987-11-29",3203.27,null,null,11]
["1987-11-28",3203.2,null,null,11]
["1987-11-27",3203.09,null,null,11]
["1987-11-26",3203.04,null,null,11]
["1987-11-25",3202.98,null,null,11]
["1987-11-24",3202.9,null,null,11]
["1987-11-23",3202.8,null,null,11]
["1987-11-22",3202.72,null,null,12]
["1987-11-21",3202.64,null,null,12]
["1987-11-20",3202.56,null,null,12]
["1987-11-19",3202.47,null,null,12]
["1987-11-18",3202.41,null,null,12]
["1987-11-17",3202.33,null,null,12]
["1987-11-16",3202.24,null,null,12]
["1987-11-15",3202.17,null,null,12]
["1987-11-14",3202.08,null,null,12]
["1987-11-13",3202,null,null,12]
["1987-11-12",3201.93,null,null,12]
["1987-11-11",3201.84,null,null,12]
["1987-11-10",3201.77,null,null,12]
["1987-11-09",3201.69,null,null,12]
["1987-11-08",3201.62,null,null,13]
["1987-11-07",3201.58,null,null,13]
["1987-11-06",3201.5,null,null,13]
["1987-11-05",3201.49,null,null,12]
["1987-11-04",3201.39,null,null,12]
["1987-11-03",3201.35,null,null,14]
["1987-11-02",3201.29,null,null,21]
["1987-11-01",3201.24,null,null,25]
["1987-10-31",3201.2,null,null,26]
["1987-10-30",3201.18,null,null,25]
["1987-10-29",3201.12,null,null,25]
["1987-10-28",3201.1,null,null,20]
["1987-10-27",3201.04,null,null,16]
["1987-10-26",3201,null,null,44]
["1987-10-25",3201.04,null,null,83]
["1987-10-24",3201.04,null,null,83]
["1987-10-23",3201.04,null,null,83]
["1987-10-22",3201.05,null,null,82]
["1987-10-21",3201.05,null,null,124]
["1987-10-20",3201.17,null,null,173]
["1987-10-19",3201.26,null,null,198]
["1987-10-18",3201.41,null,null,232]
["1987-10-17",3201.63,null,null,232]
["1987-10-16",3201.82,null,null,256]
["1987-10-15",3202,null,null,280]
["1987-10-14",3202.25,null,null,309]
["1987-10-13",3202.52,null,null,337]
["1987-10-12",3202.82,null,null,376]
["1987-10-11",3203.15,null,null,424]
["1987-10-10",3203.54,null,null,423]
["1987-10-09",3203.93,null,null,471]
["1987-10-08",3204.37,null,null,514]
["1987-10-07",3204.86,null,null,517]
["1987-10-06",3205.34,null,null,518]
["1987-10-05",3205.79,null,null,518]
["1987-10-04",3206.25,null,null,518]
["1987-10-03",3206.72,null,null,518]
["1987-10-02",3207.18,null,null,521]
["1987-10-01",3207.66,null,null,522]
["1987-09-30",3208.1,null,null,522]
["1987-09-29",3208.56,null,null,522]
["1987-09-28",3209,null,null,524]
["1987-09-27",3209.43,null,null,526]
["1987-09-26",3209.89,null,null,526]
["1987-09-25",3210.37,null,null,486]
["1987-09-24",3210.82,null,null,432]
["1987-09-23",3211.2,null,null,429]
["1987-09-22",3211.59,null,null,429]
["1987-09-21",3211.92,null,null,427]
["1987-09-20",3212.29,null,null,423]
["1987-09-19",3212.63,null,null,421]
["1987-09-18",3212.97,null,null,390]
["1987-09-17",3213.29,null,null,334]
["1987-09-16",3213.6,null,null,331]
["1987-09-15",3213.89,null,null,329]
["1987-09-14",3214.23,null,null,299]
["1987-09-13",3214.57,null,null,274]
["1987-09-12",3214.78,null,null,273]
["1987-09-11",3215.07,null,null,259]
["1987-09-10",3215.27,null,null,236]
["1987-09-09",3215.42,null,null,236]
["1987-09-08",3215.61,null,null,236]
["1987-09-07",3215.82,null,null,236]
["1987-09-06",3216.03,null,null,236]
["1987-09-05",3216.2,null,null,236]
["1987-09-04",3216.39,null,null,236]
["1987-09-03",3216.67,null,null,236]
["1987-09-02",3216.87,null,null,236]
["1987-09-01",3217.11,null,null,236]
["1987-08-31",3217.32,null,null,236]
["1987-08-30",3217.53,null,null,236]
["1987-08-29",3217.71,null,null,236]
["1987-08-28",3217.86,null,null,236]
["1987-08-27",3218.06,null,null,236]
["1987-08-26",3218.28,null,null,236]
["1987-08-25",3218.48,null,null,236]
["1987-08-24",3218.66,null,null,236]
["1987-08-23",3218.85,null,null,236]
["1987-08-22",3219.02,null,null,236]
["1987-08-21",3219.24,null,null,236]
["1987-08-20",3219.44,null,null,236]
["1987-08-19",3219.67,null,null,236]
["1987-08-18",3219.82,null,null,236]
["1987-08-17",3220.04,null,null,236]
["1987-08-16",3220.19,null,null,236]
["1987-08-15",3220.4,null,null,236]
["1987-08-14",3220.62,null,null,236]
["1987-08-13",3220.8,null,null,236]
["1987-08-12",3221,null,null,236]
["1987-08-11",3221.22,null,null,236]
["1987-08-10",3221.42,null,null,236]
["1987-08-09",3221.62,null,null,236]
["1987-08-08",3221.83,null,null,236]
["1987-08-07",3221.97,null,null,229]
["1987-08-06",3222.15,null,null,222]
["1987-08-05",3222.3,null,null,221]
["1987-08-04",3222.5,null,null,219]
["1987-08-03",3222.66,null,null,221]
["1987-08-02",3222.79,null,null,221]
["1987-08-01",3222.92,null,null,221]
["1987-07-31",3223.12,null,null,221]
["1987-07-30",3223.26,null,null,242]
["1987-07-29",3223.39,null,null,273]
["1987-07-28",3223.65,null,null,273]
["1987-07-27",3223.78,null,null,273]
["1987-07-26",3223.94,null,null,273]
["1987-07-25",3224.06,null,null,273]
["1987-07-24",3224.08,null,null,273]
["1987-07-23",3224.09,null,null,273]
["1987-07-22",3223.96,null,null,275]
["1987-07-21",3223.93,null,null,273]
["1987-07-20",3224.11,null,null,273]
["1987-07-19",3224.24,null,null,274]
["1987-07-18",3224.39,null,null,275]
["1987-07-17",3224.54,null,null,276]
["1987-07-16",3224.75,null,null,275]
["1987-07-15",3225.03,null,null,275]
["1987-07-14",3225.23,null,null,275]
["1987-07-13",3225.42,null,null,275]
["1987-07-12",3225.58,null,null,275]
["1987-07-11",3225.79,null,null,275]
["1987-07-10",3225.97,null,null,275]
["1987-07-09",3226.18,null,null,275]
["1987-07-08",3226.21,null,null,275]
["1987-07-07",3226.38,null,null,275]
["1987-07-06",3226.58,null,null,278]
["1987-07-05",3226.82,null,null,278]
["1987-07-04",3227.04,null,null,279]
["1987-07-03",3227.24,null,null,280]
["1987-07-02",3227.4,null,null,280]
["1987-07-01",3227.56,null,null,267]
["1987-06-30",3227.73,null,null,254]
["1987-06-29",3227.89,null,null,254]
["1987-06-28",3228.1,null,null,254]
["1987-06-27",3228.22,null,null,254]
["1987-06-26",3228.43,null,null,270]
["1987-06-25",3228.58,null,null,251]
["1987-06-24",3228.75,null,null,226]
["1987-06-23",3228.87,null,null,226]
["1987-06-22",3229,null,null,226]
["1987-06-21",3229.13,null,null,226]
["1987-06-20",3229.25,null,null,226]
["1987-06-19",3229.34,null,null,227]
["1987-06-18",3229.53,null,null,228]
["1987-06-17",3229.61,null,null,228]
["1987-06-16",3229.68,null,null,228]
["1987-06-15",3229.84,null,null,228]
["1987-06-14",3230,null,null,228]
["1987-06-13",3230.12,null,null,228]
["1987-06-12",3230.23,null,null,228]
["1987-06-11",3230.36,null,null,228]
["1987-06-10",3230.45,null,null,228]
["1987-06-09",3230.55,null,null,229]
["1987-06-08",3230.65,null,null,228]
["1987-06-07",3230.72,null,null,229]
["1987-06-06",3230.89,null,null,228]
["1987-06-05",3231,null,null,229]
["1987-06-04",3231.15,null,null,229]
["1987-06-03",3231.26,null,null,231]
["1987-06-02",3231.36,null,null,231]
["1987-06-01",3231.44,null,null,231]
["1987-05-31",3231.56,null,null,243]
["1987-05-30",3231.71,null,null,252]
["1987-05-29",3231.87,null,null,270]
["1987-05-28",3232.04,null,null,293]
["1987-05-27",3232.17,null,null,293]
["1987-05-26",3232.29,null,null,293]
["1987-05-25",3232.42,null,null,293]
["1987-05-24",3232.58,null,null,293]
["1987-05-23",3232.69,null,null,293]
["1987-05-22",3232.88,null,null,317]
["1987-05-21",3233.05,null,null,357]
["1987-05-20",3233.22,null,null,357]
["1987-05-19",3233.43,null,null,361]
["1987-05-18",3233.71,null,null,361]
["1987-05-17",3233.86,null,null,361]
["1987-05-16",3234.1,null,null,361]
["1987-05-15",3234.27,null,null,361]
["1987-05-14",3234.43,null,null,361]
["1987-05-13",3234.62,null,null,361]
["1987-05-12",3234.77,null,null,361]
["1987-05-11",3234.96,null,null,363]
["1987-05-10",3235.13,null,null,368]
["1987-05-09",3235.21,null,null,375]
["1987-05-08",3235.33,null,null,380]
["1987-05-07",3235.44,null,null,387]
["1987-05-06",3235.46,null,null,306]
["1987-05-05",3235.4,null,null,346]
["1987-05-04",3235.4,null,null,396]
["1987-05-03",3235.36,null,null,395]
["1987-05-02",3235.29,null,null,389]
["1987-05-01",3235.13,null,null,378]
["1987-04-30",3235.06,null,null,374]
["1987-04-29",3235.03,null,null,374]
["1987-04-28",3235.03,null,null,405]
["1987-04-27",3235.03,null,null,457]
["1987-04-26",3235.03,null,null,457]
["1987-04-25",3235.03,null,null,457]
["1987-04-24",3235.03,null,null,735]
["1987-04-23",3235.23,null,null,971]
["1987-04-22",3235.44,null,null,990]
["1987-04-21",3235.72,null,null,1010]
["1987-04-20",3235.96,null,null,1040]
["1987-04-19",3236.15,null,null,1060]
["1987-04-18",3236.34,null,null,1080]
["1987-04-17",3236.45,null,null,1090]
["1987-04-16",3236.56,null,null,1100]
["1987-04-15",3236.64,null,null,1120]
["1987-04-14",3236.73,null,null,1130]
["1987-04-13",3236.87,null,null,1150]
["1987-04-12",3236.89,null,null,1170]
["1987-04-11",3236.88,null,null,1150]
["1987-04-10",3236.79,null,null,1060]
["1987-04-09",3236.65,null,null,958]
["1987-04-08",3236.44,null,null,923]
["1987-04-07",3236.17,null,null,686]
["1987-04-06",3235.83,null,null,483]
["1987-04-05",3235.19,null,null,338]
["1987-04-04",3233.67,null,null,271]
["1987-04-03",3233.67,null,null,270]
["1987-04-02",3233.21,null,null,268]
["1987-04-01",3232.59,null,null,454]
["1987-03-31",3232.42,null,null,614]
["1987-03-30",3232.45,null,null,614]
["1987-03-29",3232.5,null,null,614]
["1987-03-28",3232.6,null,null,614]
["1987-03-27",3232.6,null,null,725]
["1987-03-26",3232.7,null,null,815]
["1987-03-25",3232.84,null,null,815]
["1987-03-24",3232.9,null,null,1220]
["1987-03-23",3233.23,null,null,1430]
["1987-03-22",3233.72,null,null,1430]
["1987-03-21",3234.13,null,null,1440]
["1987-03-20",3234.51,null,null,1330]
["1987-03-19",3234.73,null,null,1170]
["1987-03-18",3234.69,null,null,974]
["1987-03-17",3234.49,null,null,794]
["1987-03-16",3234.15,null,null,659]
["1987-03-15",3233.5,null,null,463]
["1987-03-14",3232.44,null,null,460]
["1987-03-13",3230.98,null,null,257]
["1987-03-12",3228.7,null,null,88]
["1987-03-11",3227.24,null,null,87]
["1987-03-10",3226.64,null,null,87]
["1987-03-09",3225.82,null,null,87]
["1987-03-08",3224.96,null,null,86]
["1987-03-07",3223.83,null,null,86]
["1987-03-06",3222.17,null,null,47]
["1987-03-05",3219.96,null,null,20]
["1987-03-04",3218.18,null,null,20]
["1987-03-03",3217.34,null,null,20]
["1987-03-02",3217.08,null,null,19]
["1987-03-01",3216.91,null,null,19]
["1987-02-28",3216.74,null,null,35]
["1987-02-27",3216.56,null,null,51]
["1987-02-26",3216.39,null,null,51]
["1987-02-25",3216.26,null,null,51]
["1987-02-24",3216.09,null,null,51]
["1987-02-23",3215.91,null,null,51]
["1987-02-22",3215.69,null,null,51]
["1987-02-21",3215.42,null,null,51]
["1987-02-20",3215.08,null,null,154]
["1987-02-19",3214.94,null,null,241]
["1987-02-18",3214.79,null,null,241]
["1987-02-17",3214.54,null,null,240]
["1987-02-16",3214.29,null,null,239]
["1987-02-15",3213.96,null,null,239]
["1987-02-14",3213.44,null,null,238]
["1987-02-13",3212.61,null,null,236]
["1987-02-12",3212.27,null,null,236]
["1987-02-11",3212.01,null,null,236]
["1987-02-10",3211.91,null,null,236]
["1987-02-09",3211.91,null,null,407]
["1987-02-08",3212.09,null,null,502]
["1987-02-07",3212.28,null,null,502]
["1987-02-06",3212.44,null,null,489]
["1987-02-05",3212.6,null,null,478]
["1987-02-04",3212.66,null,null,478]
["1987-02-03",3212.66,null,null,478]
["1987-02-02",3212.65,null,null,482]
["1987-02-01",3212.72,null,null,482]
["1987-01-31",3212.86,null,null,482]
["1987-01-30",3212.97,null,null,482]
["1987-01-29",3212.98,null,null,287]
["1987-01-28",3212.62,null,null,25]
["1987-01-27",3211.68,null,null,25]
["1987-01-26",3210.91,null,null,25]
["1987-01-25",3210.73,null,null,25]
["1987-01-24",3210.6,null,null,25]
["1987-01-23",3210.54,null,null,42]
["1987-01-22",3210.47,null,null,66]
["1987-01-21",3210.44,null,null,66]
["1987-01-20",3210.43,null,null,66]
["1987-01-19",3210.43,null,null,66]
["1987-01-18",3210.43,null,null,66]
["1987-01-17",3210.43,null,null,66]
["1987-01-16",3210.43,null,null,85]
["1987-01-15",3210.48,null,null,97]
["1987-01-14",3210.48,null,null,97]
["1987-01-13",3210.48,null,null,97]
["1987-01-12",3210.48,null,null,97]
["1987-01-11",3210.48,null,null,97]
["1987-01-10",3210.48,null,null,97]
["1987-01-09",3210.49,null,null,103]
["1987-01-08",3210.53,null,null,107]
["1987-01-07",3210.53,null,null,107]
["1987-01-06",3210.5,null,null,107]
["1987-01-05",3210.5,null,null,107]
["1987-01-04",3210.5,null,null,107]
["1987-01-03",3210.49,null,null,107]
["1987-01-02",3210.49,null,null,107]
["1987-01-01",3210.46,null,null,107]
["1986-12-31",3210.44,null,null,107]
["1986-12-30",3210.44,null,null,107]
["1986-12-29",3210.44,null,null,107]
["1986-12-28",3210.44,null,null,107]
["1986-12-27",3210.44,null,null,107]
["1986-12-26",3210.44,null,null,135]
["1986-12-25",3210.47,null,null,156]
["1986-12-24",3210.52,null,null,156]
["1986-12-23",3210.55,null,null,156]
["1986-12-22",3210.62,null,null,156]
["1986-12-21",3210.65,null,null,156]
["1986-12-20",3210.65,null,null,156]
["1986-12-19",3210.65,null,null,171]
["1986-12-18",3210.75,null,null,182]
["1986-12-17",3210.86,null,null,182]
["1986-12-16",3210.94,null,null,182]
["1986-12-15",3211.01,null,null,182]
["1986-12-14",3211.06,null,null,182]
["1986-12-13",3211.08,null,null,182]
["1986-12-12",3211.09,null,null,182]
["1986-12-11",3211.16,null,null,182]
["1986-12-10",3211.25,null,null,182]
["1986-12-09",3211.31,null,null,182]
["1986-12-08",3211.38,null,null,182]
["1986-12-07",3211.48,null,null,182]
["1986-12-06",3211.48,null,null,182]
["1986-12-05",3211.49,null,null,182]
["1986-12-04",3211.55,null,null,182]
["1986-12-03",3211.58,null,null,182]
["1986-12-02",3211.58,null,null,182]
["1986-12-01",3211.59,null,null,182]
["1986-11-30",3211.59,null,null,172]
["1986-11-29",3211.53,null,null,165]
["1986-11-28",3211.52,null,null,165]
["1986-11-27",3211.52,null,null,165]
["1986-11-26",3211.52,null,null,165]
["1986-11-25",3211.52,null,null,165]
["1986-11-24",3211.52,null,null,165]
["1986-11-23",3211.52,null,null,165]
["1986-11-22",3211.52,null,null,165]
["1986-11-21",3211.52,null,null,137]
["1986-11-20",3211.47,null,null,121]
["1986-11-19",3211.44,null,null,121]
["1986-11-18",3211.43,null,null,121]
["1986-11-17",3211.39,null,null,121]
["1986-11-16",3211.38,null,null,121]
["1986-11-15",3211.37,null,null,121]
["1986-11-14",3211.36,null,null,112]
["1986-11-13",3211.33,null,null,106]
["1986-11-12",3211.28,null,null,106]
["1986-11-11",3211.28,null,null,106]
["1986-11-10",3211.27,null,null,106]
["1986-11-09",3211.26,null,null,106]
["1986-11-08",3211.26,null,null,106]
["1986-11-07",3211.25,null,null,97]
["1986-11-06",3211.25,null,null,91]
["1986-11-05",3211.25,null,null,91]
["1986-11-04",3211.2,null,null,91]
["1986-11-03",3211.19,null,null,91]
["1986-11-02",3211.19,null,null,91]
["1986-11-01",3211.18,null,null,91]
["1986-10-31",3211.18,null,null,66]
["1986-10-30",3211.17,null,null,44]
["1986-10-29",3211.07,null,null,44]
["1986-10-28",3210.98,null,null,44]
["1986-10-27",3210.95,null,null,44]
["1986-10-26",3210.93,null,null,44]
["1986-10-25",3210.89,null,null,43]
["1986-10-24",3210.86,null,null,44]
["1986-10-23",3210.81,null,null,45]
["1986-10-22",3210.8,null,null,45]
["1986-10-21",3210.79,null,null,69]
["1986-10-20",3210.83,null,null,90]
["1986-10-19",3210.83,null,null,90]
["1986-10-18",3210.83,null,null,90]
["1986-10-17",3210.83,null,null,142]
["1986-10-16",3210.99,null,null,189]
["1986-10-15",3211.06,null,null,189]
["1986-10-14",3211.18,null,null,189]
["1986-10-13",3211.25,null,null,188]
["1986-10-12",3211.35,null,null,187]
["1986-10-11",3211.47,null,null,187]
["1986-10-10",3211.59,null,null,187]
["1986-10-09",3211.7,null,null,187]
["1986-10-08",3211.81,null,null,187]
["1986-10-07",3211.93,null,null,187]
["1986-10-06",3212.01,null,null,187]
["1986-10-05",3212.1,null,null,187]
["1986-10-04",3212.19,null,null,187]
["1986-10-03",3212.26,null,null,187]
["1986-10-02",3212.38,null,null,187]
["1986-10-01",3212.47,null,null,187]
["1986-09-30",3212.55,null,null,187]
["1986-09-29",3212.66,null,null,187]
["1986-09-28",3212.75,null,null,187]
["1986-09-27",3212.85,null,null,187]
["1986-09-26",3212.92,null,null,236]
["1986-09-25",3213.09,null,null,283]
["1986-09-24",3213.28,null,null,283]
["1986-09-23",3213.47,null,null,283]
["1986-09-22",3213.68,null,null,283]
["1986-09-21",3213.91,null,null,283]
["1986-09-20",3214.12,null,null,283]
["1986-09-19",3214.28,null,null,283]
["1986-09-18",3214.58,null,null,283]
["1986-09-17",3214.79,null,null,283]
["1986-09-16",3215.09,null,null,283]
["1986-09-15",3215.27,null,null,283]
["1986-09-14",3215.47,null,null,283]
["1986-09-13",3215.68,null,null,284]
["1986-09-12",3215.9,null,null,263]
["1986-09-11",3216.13,null,null,239]
["1986-09-10",3216.32,null,null,239]
["1986-09-09",3216.55,null,null,240]
["1986-09-08",3216.74,null,null,240]
["1986-09-07",3216.96,null,null,239]
["1986-09-06",3217.19,null,null,240]
["1986-09-05",3217.42,null,null,239]
["1986-09-04",3217.59,null,null,239]
["1986-09-03",3217.77,null,null,241]
["1986-09-02",3217.95,null,null,241]
["1986-09-01",3218.11,null,null,241]
["1986-08-31",3218.31,null,null,241]
["1986-08-30",3218.5,null,null,241]
["1986-08-29",3218.5,null,null,241]
["1986-08-28",3218.93,null,null,241]
["1986-08-27",3219.12,null,null,241]
["1986-08-26",3219.33,null,null,241]
["1986-08-25",3219.52,null,null,241]
["1986-08-24",3219.7,null,null,241]
["1986-08-23",3219.9,null,null,241]
["1986-08-22",3220.14,null,null,241]
["1986-08-21",3220.31,null,null,241]
["1986-08-20",3220.51,null,null,241]
["1986-08-19",3220.72,null,null,241]
["1986-08-18",3220.92,null,null,243]
["1986-08-17",3221.13,null,null,243]
["1986-08-16",3221.3,null,null,243]
["1986-08-15",3221.5,null,null,243]
["1986-08-14",3221.69,null,null,243]
["1986-08-13",3221.88,null,null,243]
["1986-08-12",3222.08,null,null,243]
["1986-08-11",3222.25,null,null,243]
["1986-08-10",3222.48,null,null,243]
["1986-08-09",3222.7,null,null,243]
["1986-08-08",3222.87,null,null,243]
["1986-08-07",3223.07,null,null,243]
["1986-08-06",3223.25,null,null,243]
["1986-08-05",3223.39,null,null,243]
["1986-08-04",3223.64,null,null,243]
["1986-08-03",3223.79,null,null,243]
["1986-08-02",3224.01,null,null,243]
["1986-08-01",3224.18,null,null,243]
["1986-07-31",3224.3,null,null,243]
["1986-07-30",3224.46,null,null,243]
["1986-07-29",3224.63,null,null,243]
["1986-07-28",3224.81,null,null,243]
["1986-07-27",3224.99,null,null,243]
["1986-07-26",3225.18,null,null,243]
["1986-07-25",3225.37,null,null,265]
["1986-07-24",3225.54,null,null,285]
["1986-07-23",3225.79,null,null,285]
["1986-07-22",3225.97,null,null,285]
["1986-07-21",3226.25,null,null,285]
["1986-07-20",3226.4,null,null,285]
["1986-07-19",3226.62,null,null,285]
["1986-07-18",3226.76,null,null,285]
["1986-07-17",3226.93,null,null,285]
["1986-07-16",3227.09,null,null,285]
["1986-07-15",3227.3,null,null,285]
["1986-07-14",3227.49,null,null,313]
["1986-07-13",3227.75,null,null,345]
["1986-07-12",3227.96,null,null,345]
["1986-07-11",3228.18,null,null,310]
["1986-07-10",3228.4,null,null,264]
["1986-07-09",3228.6,null,null,264]
["1986-07-08",3228.77,null,null,264]
["1986-07-07",3228.94,null,null,264]
["1986-07-06",3229.13,null,null,264]
["1986-07-05",3229.22,null,null,264]
["1986-07-04",3229.4,null,null,264]
["1986-07-03",3229.61,null,null,264]
["1986-07-02",3229.74,null,null,264]
["1986-07-01",3229.94,null,null,264]
["1986-06-30",3230.09,null,null,264]
["1986-06-29",3230.27,null,null,264]
["1986-06-28",3230.42,null,null,264]
["1986-06-27",3230.63,null,null,264]
["1986-06-26",3230.77,null,null,265]
["1986-06-25",3230.97,null,null,265]
["1986-06-24",3231.12,null,null,266]
["1986-06-23",3231.29,null,null,265]
["1986-06-22",3231.42,null,null,266]
["1986-06-21",3231.58,null,null,266]
["1986-06-20",3231.75,null,null,266]
["1986-06-19",3231.93,null,null,266]
["1986-06-18",3232.07,null,null,266]
["1986-06-17",3232.28,null,null,266]
["1986-06-16",3232.41,null,null,266]
["1986-06-15",3232.6,null,null,266]
["1986-06-14",3232.75,null,null,267]
["1986-06-13",3233,null,null,266]
["1986-06-12",3233.11,null,null,266]
["1986-06-11",3233.23,null,null,266]
["1986-06-10",3233.37,null,null,261]
["1986-06-09",3233.5,null,null,252]
["1986-06-08",3233.6,null,null,252]
["1986-06-07",3233.73,null,null,252]
["1986-06-06",3233.87,null,null,254]
["1986-06-05",3234.02,null,null,256]
["1986-06-04",3234.15,null,null,259]
["1986-06-03",3234.24,null,null,259]
["1986-06-02",3234.34,null,null,259]
["1986-06-01",3234.44,null,null,259]
["1986-05-31",3234.57,null,null,259]
["1986-05-30",3234.61,null,null,258]
["1986-05-29",3234.65,null,null,257]
["1986-05-28",3234.75,null,null,257]
["1986-05-27",3234.76,null,null,257]
["1986-05-26",3234.77,null,null,257]
["1986-05-25",3234.76,null,null,257]
["1986-05-24",3234.73,null,null,256]
["1986-05-23",3234.69,null,null,254]
["1986-05-22",3234.65,null,null,254]
["1986-05-21",3234.64,null,null,254]
["1986-05-20",3234.65,null,null,276]
["1986-05-19",3234.72,null,null,314]
["1986-05-18",3234.8,null,null,313]
["1986-05-17",3234.89,null,null,313]
["1986-05-16",3234.93,null,null,315]
["1986-05-15",3235.03,null,null,318]
["1986-05-14",3235.04,null,null,320]
["1986-05-13",3235.04,null,null,321]
["1986-05-12",3235.04,null,null,321]
["1986-05-11",3235,null,null,321]
["1986-05-10",3235,null,null,321]
["1986-05-09",3235,null,null,321]
["1986-05-08",3235,null,null,269]
["1986-05-07",3234.91,null,null,211]
["1986-05-06",3234.9,null,null,358]
["1986-05-05",3234.9,null,null,358]
["1986-05-04",3234.9,null,null,357]
["1986-05-03",3234.9,null,null,356]
["1986-05-02",3234.9,null,null,377]
["1986-05-01",3234.95,null,null,419]
["1986-04-30",3234.96,null,null,421]
["1986-04-29",3234.96,null,null,423]
["1986-04-28",3234.96,null,null,443]
["1986-04-27",3234.98,null,null,485]
["1986-04-26",3234.98,null,null,486]
["1986-04-25",3234.98,null,null,489]
["1986-04-24",3234.93,null,null,489]
["1986-04-23",3234.87,null,null,485]
["1986-04-22",3234.86,null,null,485]
["1986-04-21",3234.86,null,null,484]
["1986-04-20",3234.79,null,null,483]
["1986-04-19",3234.76,null,null,484]
["1986-04-18",3234.72,null,null,634]
["1986-04-17",3234.89,null,null,871]
["1986-04-16",3235.09,null,null,875]
["1986-04-15",3235.2,null,null,883]
["1986-04-14",3235.26,null,null,934]
["1986-04-13",3235.36,null,null,1020]
["1986-04-12",3235.37,null,null,1020]
["1986-04-11",3235.37,null,null,1020]
["1986-04-10",3235.33,null,null,1020]
["1986-04-09",3235.27,null,null,1010]
["1986-04-08",3235.23,null,null,1050]
["1986-04-07",3235.24,null,null,1230]
["1986-04-06",3235.4,null,null,1430]
["1986-04-05",3235.65,null,null,1450]
["1986-04-04",3235.87,null,null,1560]
["1986-04-03",3236.14,null,null,1750]
["1986-04-02",3236.54,null,null,1800]
["1986-04-01",3236.83,null,null,1830]
["1986-03-31",3236.96,null,null,1850]
["1986-03-30",3236.95,null,null,1840]
["1986-03-29",3236.84,null,null,1810]
["1986-03-28",3236.59,null,null,1770]
["1986-03-27",3236.38,null,null,1760]
["1986-03-26",3236.32,null,null,1760]
["1986-03-25",3236.26,null,null,1750]
["1986-03-24",3236.11,null,null,1640]
["1986-03-23",3235.8,null,null,1520]
["1986-03-22",3235.68,null,null,1360]
["1986-03-21",3235.42,null,null,1010]
["1986-03-20",3234.97,null,null,993]
["1986-03-19",3234.73,null,null,989]
["1986-03-18",3234.59,null,null,989]
["1986-03-17",3234.39,null,null,1090]
["1986-03-16",3234.21,null,null,1280]
["1986-03-15",3234.11,null,null,1460]
["1986-03-14",3234.02,null,null,1740]
["1986-03-13",3233.95,null,null,1830]
["1986-03-12",3233.85,null,null,2150]
["1986-03-11",3233.68,null,null,2720]
["1986-03-10",3233.58,null,null,2990]
["1986-03-09",3233.48,null,null,3150]
["1986-03-08",3232.62,null,null,2980]
["1986-03-07",3230.26,null,null,2370]
["1986-03-06",3228.51,null,null,2360]
["1986-03-05",3228.18,null,null,2360]
["1986-03-04",3228.01,null,null,2180]
["1986-03-03",3227.65,null,null,2350]
["1986-03-02",3227.28,null,null,2340]
["1986-03-01",3226.61,null,null,2340]
["1986-02-28",3225.83,null,null,2330]
["1986-02-27",3224.92,null,null,2330]
["1986-02-26",3223.86,null,null,2100]
["1986-02-25",3222.58,null,null,1770]
["1986-02-24",3220.63,null,null,1430]
["1986-02-23",3217.27,null,null,931]
["1986-02-22",3212.91,null,null,918]
["1986-02-21",3211.55,null,null,1160]
["1986-02-20",3211.79,null,null,1780]
["1986-02-19",3212.22,null,null,2140]
["1986-02-18",3212.52,null,null,1490]
["1986-02-17",3211.99,null,null,433]
["1986-02-16",3210.78,null,null,334]
["1986-02-15",3210.35,null,null,334]
["1986-02-14",3210.33,null,null,334]
["1986-02-13",3210.3,null,null,334]
["1986-02-12",3210.22,null,null,334]
["1986-02-11",3210.2,null,null,601]
["1986-02-10",3210.49,null,null,1210]
["1986-02-09",3211.24,null,null,1520]
["1986-02-08",3212.17,null,null,1520]
["1986-02-07",3213.04,null,null,1610]
["1986-02-06",3214.01,null,null,1760]
["1986-02-05",3214.82,null,null,1760]
["1986-02-04",3215.54,null,null,1730]
["1986-02-03",3216.13,null,null,1490]
["1986-02-02",3216.22,null,null,1230]
["1986-02-01",3216.11,null,null,1230]
["1986-01-31",3215.77,null,null,838]
["1986-01-30",3214.77,null,null,295]
["1986-01-29",3214.15,null,null,295]
["1986-01-28",3214.16,null,null,295]
["1986-01-27",3214.16,null,null,305]
["1986-01-26",3214.19,null,null,321]
["1986-01-25",3214.19,null,null,321]
["1986-01-24",3214.19,null,null,321]
["1986-01-23",3214.19,null,null,204]
["1986-01-22",3214.05,null,null,106]
["1986-01-21",3213.81,null,null,106]
["1986-01-20",3213.5,null,null,106]
["1986-01-19",3213.09,null,null,105]
["1986-01-18",3212.7,null,null,104]
["1986-01-17",3212.23,null,null,104]
["1986-01-16",3211.94,null,null,104]
["1986-01-15",3211.81,null,null,104]
["1986-01-14",3211.76,null,null,104]
["1986-01-13",3211.71,null,null,104]
["1986-01-12",3211.65,null,null,104]
["1986-01-11",3211.59,null,null,104]
["1986-01-10",3211.5,null,null,104]
["1986-01-09",3211.45,null,null,104]
["1986-01-08",3211.35,null,null,104]
["1986-01-07",3211.31,null,null,104]
["1986-01-06",3211.3,null,null,104]
["1986-01-05",3211.22,null,null,104]
["1986-01-04",3211.2,null,null,104]
["1986-01-03",3211.2,null,null,104]
["1986-01-02",3211.2,null,null,104]
["1986-01-01",3211.2,null,null,104]
["1985-12-31",3211.2,null,null,104]
["1985-12-30",3211.2,null,null,112]
["1985-12-29",3211.28,null,null,124]
["1985-12-28",3211.31,null,null,124]
["1985-12-27",3211.32,null,null,124]
["1985-12-26",3211.32,null,null,124]
["1985-12-25",3211.32,null,null,124]
["1985-12-24",3211.32,null,null,124]
["1985-12-23",3211.37,null,null,124]
["1985-12-22",3211.39,null,null,124]
["1985-12-21",3211.39,null,null,124]
["1985-12-20",3211.39,null,null,124]
["1985-12-19",3211.39,null,null,124]
["1985-12-18",3211.39,null,null,124]
["1985-12-17",3211.39,null,null,124]
["1985-12-16",3211.39,null,null,124]
["1985-12-15",3211.36,null,null,123]
["1985-12-14",3211.36,null,null,123]
["1985-12-13",3211.36,null,null,123]
["1985-12-12",3211.36,null,null,123]
["1985-12-11",3211.36,null,null,123]
["1985-12-10",3211.3,null,null,123]
["1985-12-09",3211.29,null,null,123]
["1985-12-08",3211.25,null,null,123]
["1985-12-07",3211.18,null,null,123]
["1985-12-06",3211.1,null,null,123]
["1985-12-05",3211.03,null,null,123]
["1985-12-04",3211.01,null,null,123]
["1985-12-03",3211.01,null,null,123]
["1985-12-02",3211.01,null,null,123]
["1985-12-01",3211.01,null,null,123]
["1985-11-30",3211.01,null,null,123]
["1985-11-29",3211.02,null,null,123]
["1985-11-28",3211.02,null,null,123]
["1985-11-27",3211.02,null,null,145]
["1985-11-26",3211.09,null,null,176]
["1985-11-25",3211.17,null,null,176]
["1985-11-24",3211.22,null,null,176]
["1985-11-23",3211.31,null,null,176]
["1985-11-22",3211.41,null,null,176]
["1985-11-21",3211.46,null,null,176]
["1985-11-20",3211.54,null,null,176]
["1985-11-19",3211.57,null,null,176]
["1985-11-18",3211.59,null,null,196]
["1985-11-17",3211.67,null,null,230]
["1985-11-16",3211.8,null,null,230]
["1985-11-15",3211.87,null,null,230]
["1985-11-14",3211.96,null,null,230]
["1985-11-13",3212.03,null,null,230]
["1985-11-12",3212.2,null,null,230]
["1985-11-11",3212.28,null,null,230]
["1985-11-10",3212.41,null,null,230]
["1985-11-09",3212.51,null,null,230]
["1985-11-08",3212.6,null,null,230]
["1985-11-07",3212.68,null,null,230]
["1985-11-06",3212.77,null,null,141]
["1985-11-05",3212.75,null,null,203]
["1985-11-04",3212.89,null,null,261]
["1985-11-03",3213.06,null,null,261]
["1985-11-02",3213.15,null,null,261]
["1985-11-01",3213.27,null,null,261]
["1985-10-31",3213.39,null,null,261]
["1985-10-30",3213.58,null,null,261]
["1985-10-29",3213.67,null,null,261]
["1985-10-28",3213.78,null,null,261]
["1985-10-27",3214,null,null,261]
["1985-10-26",3214.1,null,null,261]
["1985-10-25",3214.17,null,null,261]
["1985-10-24",3214.26,null,null,263]
["1985-10-23",3214.36,null,null,264]
["1985-10-22",3214.41,null,null,264]
["1985-10-21",3214.57,null,null,264]
["1985-10-20",3214.68,null,null,264]
["1985-10-19",3214.86,null,null,263]
["1985-10-18",3214.98,null,null,262]
["1985-10-17",3215.13,null,null,217]
["1985-10-16",3215.19,null,null,206]
["1985-10-15",3215.33,null,null,261]
["1985-10-14",3215.43,null,null,262]
["1985-10-13",3215.57,null,null,264]
["1985-10-12",3215.59,null,null,264]
["1985-10-11",3215.7,null,null,264]
["1985-10-10",3216.1,null,null,264]
["1985-10-09",3216.19,null,null,264]
["1985-10-08",3216.33,null,null,265]
["1985-10-07",3216.54,null,null,241]
["1985-10-06",3216.69,null,null,195]
["1985-10-05",3216.81,null,null,195]
["1985-10-04",3216.92,null,null,195]
["1985-10-03",3217.03,null,null,195]
["1985-10-02",3217.14,null,null,195]
["1985-10-01",3217.23,null,null,195]
["1985-09-30",3217.34,null,null,195]
["1985-09-29",3217.49,null,null,195]
["1985-09-28",3217.59,null,null,195]
["1985-09-27",3217.73,null,null,195]
["1985-09-26",3217.84,null,null,195]
["1985-09-25",3217.96,null,null,195]
["1985-09-24",3218.05,null,null,195]
["1985-09-23",3218.17,null,null,195]
["1985-09-22",3218.29,null,null,195]
["1985-09-21",3218.4,null,null,195]
["1985-09-20",3218.5,null,null,195]
["1985-09-19",3218.6,null,null,195]
["1985-09-18",3218.68,null,null,195]
["1985-09-17",3218.78,null,null,195]
["1985-09-16",3218.91,null,null,195]
["1985-09-15",3219,null,null,195]
["1985-09-14",3219.12,null,null,195]
["1985-09-13",3219.23,null,null,195]
["1985-09-12",3219.31,null,null,195]
["1985-09-11",3219.42,null,null,195]
["1985-09-10",3219.56,null,null,195]
["1985-09-09",3219.65,null,null,209]
["1985-09-08",3219.81,null,null,228]
["1985-09-07",3219.93,null,null,228]
["1985-09-06",3220.11,null,null,229]
["1985-09-05",3220.29,null,null,229]
["1985-09-04",3220.46,null,null,229]
["1985-09-03",3220.65,null,null,229]
["1985-09-02",3220.79,null,null,230]
["1985-09-01",3220.95,null,null,230]
["1985-08-31",3221.17,null,null,230]
["1985-08-30",3221.33,null,null,230]
["1985-08-29",3221.52,null,null,230]
["1985-08-28",3221.69,null,null,230]
["1985-08-27",3221.89,null,null,230]
["1985-08-26",3222.05,null,null,230]
["1985-08-25",3222.23,null,null,230]
["1985-08-24",3222.37,null,null,230]
["1985-08-23",3222.53,null,null,230]
["1985-08-22",3222.68,null,null,230]
["1985-08-21",3222.84,null,null,230]
["1985-08-20",3223.01,null,null,230]
["1985-08-19",3223.21,null,null,230]
["1985-08-18",3223.37,null,null,230]
["1985-08-17",3223.58,null,null,230]
["1985-08-16",3223.72,null,null,230]
["1985-08-15",3223.89,null,null,230]
["1985-08-14",3224.06,null,null,231]
["1985-08-13",3224.21,null,null,231]
["1985-08-12",3224.36,null,null,232]
["1985-08-11",3224.52,null,null,232]
["1985-08-10",3224.65,null,null,232]
["1985-08-09",3224.81,null,null,232]
["1985-08-08",3224.97,null,null,232]
["1985-08-07",3225.16,null,null,232]
["1985-08-06",3225.32,null,null,232]
["1985-08-05",3225.49,null,null,232]
["1985-08-04",3225.63,null,null,232]
["1985-08-03",3225.83,null,null,232]
["1985-08-02",3225.95,null,null,232]
["1985-08-01",3226.11,null,null,232]
["1985-07-31",3226.26,null,null,232]
["1985-07-30",3226.41,null,null,232]
["1985-07-29",3226.56,null,null,232]
["1985-07-28",3226.76,null,null,232]
["1985-07-27",3226.93,null,null,232]
["1985-07-26",3227.08,null,null,232]
["1985-07-25",3227.25,null,null,232]
["1985-07-24",3227.39,null,null,232]
["1985-07-23",3227.55,null,null,232]
["1985-07-22",3227.72,null,null,245]
["1985-07-21",3227.89,null,null,264]
["1985-07-20",3228.11,null,null,264]
["1985-07-19",3228.24,null,null,264]
["1985-07-18",3228.45,null,null,266]
["1985-07-17",3228.59,null,null,241]
["1985-07-16",3228.76,null,null,201]
["1985-07-15",3228.88,null,null,218]
["1985-07-14",3229.08,null,null,231]
["1985-07-13",3229.22,null,null,232]
["1985-07-12",3229.35,null,null,232]
["1985-07-11",3229.54,null,null,231]
["1985-07-10",3229.67,null,null,231]
["1985-07-09",3229.83,null,null,232]
["1985-07-08",3229.97,null,null,244]
["1985-07-07",3230.1,null,null,264]
["1985-07-06",3230.29,null,null,264]
["1985-07-05",3230.42,null,null,264]
["1985-07-04",3230.61,null,null,264]
["1985-07-03",3230.75,null,null,264]
["1985-07-02",3230.93,null,null,264]
["1985-07-01",3231.05,null,null,300]
["1985-06-30",3231.21,null,null,329]
["1985-06-29",3231.42,null,null,329]
["1985-06-28",3231.64,null,null,331]
["1985-06-27",3231.83,null,null,331]
["1985-06-26",3232.01,null,null,331]
["1985-06-25",3232.19,null,null,331]
["1985-06-24",3232.35,null,null,343]
["1985-06-23",3232.58,null,null,364]
["1985-06-22",3232.81,null,null,364]
["1985-06-21",3233.06,null,null,364]
["1985-06-20",3233.23,null,null,364]
["1985-06-19",3233.49,null,null,364]
["1985-06-18",3233.67,null,null,364]
["1985-06-17",3233.88,null,null,341]
["1985-06-16",3234.02,null,null,295]
["1985-06-15",3234.14,null,null,293]
["1985-06-14",3234.29,null,null,310]
["1985-06-13",3234.4,null,null,310]
["1985-06-12",3234.57,null,null,310]
["1985-06-11",3234.66,null,null,310]
["1985-06-10",3234.73,null,null,310]
["1985-06-09",3234.83,null,null,312]
["1985-06-08",3234.91,null,null,313]
["1985-06-07",3234.99,null,null,316]
["1985-06-06",3235.06,null,null,319]
["1985-06-05",3235.13,null,null,322]
["1985-06-04",3235.2,null,null,325]
["1985-06-03",3235.24,null,null,329]
["1985-06-02",3235.25,null,null,330]
["1985-06-01",3235.25,null,null,331]
["1985-05-31",3235.25,null,null,330]
["1985-05-30",3235.25,null,null,328]
["1985-05-29",3235.25,null,null,328]
["1985-05-28",3235.26,null,null,329]
["1985-05-27",3235.35,null,null,337]
["1985-05-26",3235.45,null,null,344]
["1985-05-25",3235.6,null,null,354]
["1985-05-24",3235.71,null,null,365]
["1985-05-23",3235.82,null,null,344]
["1985-05-22",3235.92,null,null,311]
["1985-05-21",3235.98,null,null,317]
["1985-05-20",3235.99,null,null,322]
["1985-05-19",3236.09,null,null,327]
["1985-05-18",3236.13,null,null,332]
["1985-05-17",3236.13,null,null,336]
["1985-05-16",3236.14,null,null,340]
["1985-05-15",3236.24,null,null,343]
["1985-05-14",3236.26,null,null,348]
["1985-05-13",3236.27,null,null,354]
["1985-05-12",3236.28,null,null,356]
["1985-05-11",3236.28,null,null,357]
["1985-05-10",3236.28,null,null,376]
["1985-05-09",3236.31,null,null,411]
["1985-05-08",3236.31,null,null,434]
["1985-05-07",3236.28,null,null,478]
["1985-05-06",3236.28,null,null,502]
["1985-05-05",3236.18,null,null,533]
["1985-05-04",3236.17,null,null,527]
["1985-05-03",3236.16,null,null,518]
["1985-05-02",3236.09,null,null,510]
["1985-05-01",3235.97,null,null,548]
["1985-04-30",3235.97,null,null,635]
["1985-04-29",3235.97,null,null,695]
["1985-04-28",3236.06,null,null,832]
["1985-04-27",3236.11,null,null,840]
["1985-04-26",3236.11,null,null,867]
["1985-04-25",3236.14,null,null,635]
["1985-04-24",3235.87,null,null,488]
["1985-04-23",3235.64,null,null,934]
["1985-04-22",3235.52,null,null,984]
["1985-04-21",3235.39,null,null,1090]
["1985-04-20",3235.34,null,null,1080]
["1985-04-19",3235.13,null,null,1160]
["1985-04-18",3234.89,null,null,1460]
["1985-04-17",3234.71,null,null,1760]
["1985-04-16",3234.55,null,null,1910]
["1985-04-15",3234.32,null,null,2100]
["1985-04-14",3234.11,null,null,2440]
["1985-04-13",3234.05,null,null,2440]
["1985-04-12",3233.91,null,null,2610]
["1985-04-11",3233.71,null,null,2930]
["1985-04-10",3233.33,null,null,2920]
["1985-04-09",3232.78,null,null,2750]
["1985-04-08",3232,null,null,2140]
["1985-04-07",3230.39,null,null,1930]
["1985-04-06",3228.67,null,null,1640]
["1985-04-05",3226.76,null,null,1630]
["1985-04-04",3224.82,null,null,1400]
["1985-04-03",3222.87,null,null,1100]
["1985-04-02",3220.8,null,null,878]
["1985-04-01",3218.94,null,null,460]
["1985-03-31",3217.63,null,null,459]
["1985-03-30",3216.95,null,null,457]
["1985-03-29",3216.52,null,null,457]
["1985-03-28",3216.06,null,null,457]
["1985-03-27",3215.58,null,null,454]
["1985-03-26",3215.05,null,null,453]
["1985-03-25",3214.29,null,null,695]
["1985-03-24",3213.26,null,null,1140]
["1985-03-23",3212.51,null,null,1140]
["1985-03-22",3212.15,null,null,1300]
["1985-03-21",3211.49,null,null,1600]
["1985-03-20",3210.35,null,null,1590]
["1985-03-19",3209.47,null,null,1420]
["1985-03-18",3208.48,null,null,854]
["1985-03-17",3207.16,null,null,438]
["1985-03-16",3205.76,null,null,437]
["1985-03-15",3204.79,null,null,436]
["1985-03-14",3204.2,null,null,433]
["1985-03-13",3203.8,null,null,433]
["1985-03-12",3203.53,null,null,433]
["1985-03-11",3203.3,null,null,433]
["1985-03-10",3203.24,null,null,433]
["1985-03-09",3203.24,null,null,433]
["1985-03-08",3203.24,null,null,433]
["1985-03-07",3203.24,null,null,431]
["1985-03-06",3203.18,null,null,431]
["1985-03-05",3203.17,null,null,430]
["1985-03-04",3203.17,null,null,430]
["1985-03-03",3203.04,null,null,430]
["1985-03-02",3202.98,null,null,430]
["1985-03-01",3202.83,null,null,430]
["1985-02-28",3202.6,null,null,430]
["1985-02-27",3202.5,null,null,430]
["1985-02-26",3202.37,null,null,427]
["1985-02-25",3202.18,null,null,427]
["1985-02-24",3201.86,null,null,427]
["1985-02-23",3201.69,null,null,427]
["1985-02-22",3201.64,null,null,427]
["1985-02-21",3201.7,null,null,427]
["1985-02-20",3201.81,null,null,427]
["1985-02-19",3201.92,null,null,427]
["1985-02-18",3202.04,null,null,458]
["1985-02-17",3202.18,null,null,517]
["1985-02-16",3202.32,null,null,518]
["1985-02-15",3202.4,null,null,518]
["1985-02-14",3202.5,null,null,518]
["1985-02-13",3202.71,null,null,518]
["1985-02-12",3202.87,null,null,518]
["1985-02-11",3203.06,null,null,518]
["1985-02-10",3203.35,null,null,518]
["1985-02-09",3203.66,null,null,518]
["1985-02-08",3203.89,null,null,518]
["1985-02-07",3204.12,null,null,519]
["1985-02-06",3204.37,null,null,519]
["1985-02-05",3204.69,null,null,521]
["1985-02-04",3205.03,null,null,522]
["1985-02-03",3205.36,null,null,522]
["1985-02-02",3205.61,null,null,522]
["1985-02-01",3205.91,null,null,449]
["1985-01-31",3206.13,null,null,323]
["1985-01-30",3206.21,null,null,323]
["1985-01-29",3206.28,null,null,323]
["1985-01-28",3206.34,null,null,344]
["1985-01-27",3206.46,null,null,381]
["1985-01-26",3206.64,null,null,381]
["1985-01-25",3206.8,null,null,381]
["1985-01-24",3206.87,null,null,381]
["1985-01-23",3206.97,null,null,381]
["1985-01-22",3207.09,null,null,381]
["1985-01-21",3207.16,null,null,381]
["1985-01-20",3207.26,null,null,381]
["1985-01-19",3207.37,null,null,381]
["1985-01-18",3207.51,null,null,382]
["1985-01-17",3207.65,null,null,383]
["1985-01-16",3207.78,null,null,384]
["1985-01-15",3207.89,null,null,339]
["1985-01-14",3207.97,null,null,261]
["1985-01-13",3207.99,null,null,261]
["1985-01-12",3207.99,null,null,261]
["1985-01-11",3207.94,null,null,261]
["1985-01-10",3207.92,null,null,261]
["1985-01-09",3207.9,null,null,261]
["1985-01-08",3207.82,null,null,261]
["1985-01-07",3207.8,null,null,261]
["1985-01-06",3207.71,null,null,261]
["1985-01-05",3207.7,null,null,261]
["1985-01-04",3207.69,null,null,261]
["1985-01-03",3207.69,null,null,261]
["1985-01-02",3207.69,null,null,261]
["1985-01-01",3207.68,null,null,261]
["1984-12-31",3207.67,null,null,261]
["1984-12-30",3207.57,null,null,261]
["1984-12-29",3207.45,null,null,261]
["1984-12-28",3207.32,null,null,261]
["1984-12-27",3207.21,null,null,261]
["1984-12-26",3207.09,null,null,261]
["1984-12-25",3206.98,null,null,259]
["1984-12-24",3206.89,null,null,259]
["1984-12-23",3206.72,null,null,259]
["1984-12-22",3206.55,null,null,259]
["1984-12-21",3206.44,null,null,293]
["1984-12-20",3206.53,null,null,318]
["1984-12-19",3206.61,null,null,360]
["1984-12-18",3206.68,null,null,430]
["1984-12-17",3206.68,null,null,577]
["1984-12-16",3206.86,null,null,829]
["1984-12-15",3207.26,null,null,829]
["1984-12-14",3207.57,null,null,831]
["1984-12-13",3207.91,null,null,963]
["1984-12-12",3208.27,null,null,1180]
["1984-12-11",3208.86,null,null,1320]
["1984-12-10",3209.58,null,null,1320]
["1984-12-09",3210.33,null,null,1330]
["1984-12-08",3211.16,null,null,1330]
["1984-12-07",3212.08,null,null,1340]
["1984-12-06",3212.98,null,null,1240]
["1984-12-05",3213.83,null,null,1350]
["1984-12-04",3214.68,null,null,1350]
["1984-12-03",3215.46,null,null,996]
["1984-12-02",3216,null,null,589]
["1984-12-01",3216.21,null,null,593]
["1984-11-30",3216.24,null,null,219]
["1984-11-29",3215.93,null,null,14]
["1984-11-28",3215.47,null,null,11]
["1984-11-27",3214.96,null,null,12]
["1984-11-26",3214.56,null,null,11]
["1984-11-25",3214.09,null,null,11]
["1984-11-24",3213.44,null,null,11]
["1984-11-23",3212.98,null,null,11]
["1984-11-22",3212.46,null,null,11]
["1984-11-21",3211.72,null,null,11]
["1984-11-20",3210.86,null,null,11]
["1984-11-19",3210.24,null,null,11]
["1984-11-18",3209.35,null,null,13]
["1984-11-17",3208.65,null,null,20]
["1984-11-16",3207.86,null,null,16]
["1984-11-15",3206.87,null,null,507]
["1984-11-14",3205.74,null,null,1630]
["1984-11-13",3204.59,null,null,1780]
["1984-11-12",3202.93,null,null,1900]
["1984-11-11",3202.03,null,null,1960]
["1984-11-10",3203.44,null,null,1970]
["1984-11-09",3205.05,null,null,1980]
["1984-11-08",3206.64,null,null,2000]
["1984-11-07",3208.2,null,null,2010]
["1984-11-06",3209.78,null,null,1990]
["1984-11-05",3211.34,null,null,1610]
["1984-11-04",3212.51,null,null,1190]
["1984-11-03",3213.02,null,null,1190]
["1984-11-02",3213.36,null,null,966]
["1984-11-01",3213.99,null,null,657]
["1984-10-31",3214.36,null,null,304]
["1984-10-30",3214.28,null,null,225]
["1984-10-29",3214.4,null,null,363]
["1984-10-28",3214.49,null,null,364]
["1984-10-27",3214.58,null,null,364]
["1984-10-26",3214.62,null,null,340]
["1984-10-25",3214.8,null,null,373]
["1984-10-24",3215.07,null,null,373]
["1984-10-23",3215.14,null,null,373]
["1984-10-22",3215.22,null,null,373]
["1984-10-21",3215.28,null,null,373]
["1984-10-20",3215.4,null,null,373]
["1984-10-19",3215.49,null,null,325]
["1984-10-18",3215.59,null,null,293]
["1984-10-17",3215.72,null,null,293]
["1984-10-16",3215.81,null,null,293]
["1984-10-15",3215.9,null,null,293]
["1984-10-14",3216.03,null,null,293]
["1984-10-13",3216.14,null,null,293]
["1984-10-12",3216.27,null,null,293]
["1984-10-11",3216.45,null,null,293]
["1984-10-10",3216.62,null,null,293]
["1984-10-09",3216.78,null,null,290]
["1984-10-08",3216.95,null,null,291]
["1984-10-07",3217.12,null,null,293]
["1984-10-06",3217.26,null,null,290]
["1984-10-05",3217.45,null,null,290]
["1984-10-04",3217.59,null,null,290]
["1984-10-03",3217.77,null,null,290]
["1984-10-02",3217.94,null,null,290]
["1984-10-01",3218.07,null,null,290]
["1984-09-30",3218.24,null,null,288]
["1984-09-29",3218.45,null,null,288]
["1984-09-28",3218.6,null,null,288]
["1984-09-27",3218.75,null,null,286]
["1984-09-26",3218.94,null,null,285]
["1984-09-25",3219.1,null,null,285]
["1984-09-24",3219.24,null,null,287]
["1984-09-23",3219.39,null,null,288]
["1984-09-22",3219.56,null,null,288]
["1984-09-21",3219.77,null,null,288]
["1984-09-20",3219.98,null,null,286]
["1984-09-19",3220.18,null,null,285]
["1984-09-18",3220.35,null,null,285]
["1984-09-17",3220.51,null,null,285]
["1984-09-16",3220.69,null,null,285]
["1984-09-15",3220.85,null,null,285]
["1984-09-14",3220.98,null,null,285]
["1984-09-13",3221.23,null,null,283]
["1984-09-12",3221.35,null,null,283]
["1984-09-11",3221.54,null,null,283]
["1984-09-10",3221.8,null,null,262]
["1984-09-09",3221.94,null,null,228]
["1984-09-08",3222.09,null,null,228]
["1984-09-07",3222.2,null,null,228]
["1984-09-06",3222.31,null,null,226]
["1984-09-05",3222.44,null,null,226]
["1984-09-04",3222.59,null,null,226]
["1984-09-03",3222.7,null,null,226]
["1984-09-02",3222.82,null,null,226]
["1984-09-01",3222.82,null,null,226]
["1984-08-31",3222.82,null,null,227]
["1984-08-30",3222.9,null,null,226]
["1984-08-29",3222.95,null,null,226]
["1984-08-28",3223.16,null,null,226]
["1984-08-27",3223.34,null,null,226]
["1984-08-26",3223.49,null,null,226]
["1984-08-25",3223.67,null,null,226]
["1984-08-24",3223.81,null,null,225]
["1984-08-23",3224,null,null,224]
["1984-08-22",3224.21,null,null,225]
["1984-08-21",3224.35,null,null,226]
["1984-08-20",3224.56,null,null,237]
["1984-08-19",3224.77,null,null,254]
["1984-08-18",3224.87,null,null,254]
["1984-08-17",3225.14,null,null,252]
["1984-08-16",3225.28,null,null,252]
["1984-08-15",3225.47,null,null,252]
["1984-08-14",3225.6,null,null,252]
["1984-08-13",3225.84,null,null,252]
["1984-08-12",3225.99,null,null,252]
["1984-08-11",3226.22,null,null,254]
["1984-08-10",3226.4,null,null,254]
["1984-08-09",3226.57,null,null,254]
["1984-08-08",3226.73,null,null,256]
["1984-08-07",3226.9,null,null,257]
["1984-08-06",3226.99,null,null,259]
["1984-08-05",3227.17,null,null,259]
["1984-08-04",3227.34,null,null,259]
["1984-08-03",3227.51,null,null,259]
["1984-08-02",3227.63,null,null,259]
["1984-08-01",3227.84,null,null,261]
["1984-07-31",3227.97,null,null,261]
["1984-07-30",3228.1,null,null,261]
["1984-07-29",3228.2,null,null,262]
["1984-07-28",3228.36,null,null,263]
["1984-07-27",3228.53,null,null,266]
["1984-07-26",3228.68,null,null,266]
["1984-07-25",3228.83,null,null,266]
["1984-07-24",3228.96,null,null,293]
["1984-07-23",3229.11,null,null,338]
["1984-07-22",3229.27,null,null,339]
["1984-07-21",3229.5,null,null,339]
["1984-07-20",3229.71,null,null,339]
["1984-07-19",3229.97,null,null,339]
["1984-07-18",3230.2,null,null,305]
["1984-07-17",3230.35,null,null,241]
["1984-07-16",3230.43,null,null,240]
["1984-07-15",3230.58,null,null,239]
["1984-07-14",3230.66,null,null,239]
["1984-07-13",3230.71,null,null,240]
["1984-07-12",3230.89,null,null,241]
["1984-07-11",3230.95,null,null,241]
["1984-07-10",3231.05,null,null,241]
["1984-07-09",3231.1,null,null,241]
["1984-07-08",3231.2,null,null,242]
["1984-07-07",3231.3,null,null,242]
["1984-07-06",3231.37,null,null,243]
["1984-07-05",3231.47,null,null,243]
["1984-07-04",3231.51,null,null,269]
["1984-07-03",3231.64,null,null,315]
["1984-07-02",3231.71,null,null,315]
["1984-07-01",3231.79,null,null,317]
["1984-06-30",3231.85,null,null,318]
["1984-06-29",3231.93,null,null,376]
["1984-06-28",3232.09,null,null,474]
["1984-06-27",3232.2,null,null,580]
["1984-06-26",3232.35,null,null,774]
["1984-06-25",3232.67,null,null,774]
["1984-06-24",3232.95,null,null,774]
["1984-06-23",3233.15,null,null,774]
["1984-06-22",3233.32,null,null,774]
["1984-06-21",3233.47,null,null,775]
["1984-06-20",3233.72,null,null,776]
["1984-06-19",3233.96,null,null,776]
["1984-06-18",3234.14,null,null,775]
["1984-06-17",3234.31,null,null,775]
["1984-06-16",3234.49,null,null,775]
["1984-06-15",3234.62,null,null,774]
["1984-06-14",3234.66,null,null,774]
["1984-06-13",3234.66,null,null,774]
["1984-06-12",3234.66,null,null,774]
["1984-06-11",3234.66,null,null,774]
["1984-06-10",3234.58,null,null,774]
["1984-06-09",3234.54,null,null,773]
["1984-06-08",3234.47,null,null,770]
["1984-06-07",3234.37,null,null,733]
["1984-06-06",3234.25,null,null,625]
["1984-06-05",3234.14,null,null,511]
["1984-06-04",3233.8,null,null,511]
["1984-06-03",3233.66,null,null,511]
["1984-06-02",3233.53,null,null,510]
["1984-06-01",3233.38,null,null,507]
["1984-05-31",3233.13,null,null,433]
["1984-05-30",3232.79,null,null,988]
["1984-05-29",3233,null,null,1300]
["1984-05-28",3233.13,null,null,1300]
["1984-05-27",3233.22,null,null,1300]
["1984-05-26",3233.24,null,null,1300]
["1984-05-25",3233.24,null,null,1300]
["1984-05-24",3233.25,null,null,1300]
["1984-05-23",3233.21,null,null,1420]
["1984-05-22",3233.43,null,null,1770]
["1984-05-21",3233.6,null,null,1930]
["1984-05-20",3233.84,null,null,2250]
["1984-05-19",3234.23,null,null,2250]
["1984-05-18",3234.67,null,null,2250]
["1984-05-17",3235.11,null,null,2270]
["1984-05-16",3235.48,null,null,2300]
["1984-05-15",3235.68,null,null,2320]
["1984-05-14",3235.67,null,null,2230]
["1984-05-13",3235.4,null,null,2040]
["1984-05-12",3235.14,null,null,2010]
["1984-05-11",3234.89,null,null,2000]
["1984-05-10",3234.87,null,null,2000]
["1984-05-09",3234.87,null,null,2000]
["1984-05-08",3234.89,null,null,2240]
["1984-05-07",3235.2,null,null,2470]
["1984-05-06",3235.66,null,null,2510]
["1984-05-05",3236.06,null,null,2560]
["1984-05-04",3236.41,null,null,2800]
["1984-05-03",3236.77,null,null,3190]
["1984-05-02",3237.19,null,null,3150]
["1984-05-01",3237.37,null,null,2940]
["1984-04-30",3238.07,null,null,2950]
["1984-04-29",3238.93,null,null,2810]
["1984-04-28",3239.66,null,null,2870]
["1984-04-27",3240.43,null,null,2950]
["1984-04-26",3241.1,null,null,2970]
["1984-04-25",3241.63,null,null,3020]
["1984-04-24",3242.06,null,null,3060]
["1984-04-23",3242.2,null,null,3040]
["1984-04-22",3242.35,null,null,3010]
["1984-04-21",3242.5,null,null,3020]
["1984-04-20",3242.7,null,null,3030]
["1984-04-19",3242.51,null,null,3030]
["1984-04-18",3242.08,null,null,3010]
["1984-04-17",3241.38,null,null,2980]
["1984-04-16",3240.43,null,null,3070]
["1984-04-15",3238.86,null,null,3050]
["1984-04-14",3238.35,null,null,3020]
["1984-04-13",3238.65,null,null,3060]
["1984-04-12",3239.07,null,null,3030]
["1984-04-11",3239.38,null,null,2980]
["1984-04-10",3239.36,null,null,3010]
["1984-04-09",3239.2,null,null,3100]
["1984-04-08",3238.7,null,null,3070]
["1984-04-07",3238.14,null,null,3060]
["1984-04-06",3237.93,null,null,3060]
["1984-04-05",3237.53,null,null,3070]
["1984-04-04",3237.26,null,null,2980]
["1984-04-03",3237.47,null,null,2940]
["1984-04-02",3237.88,null,null,2930]
["1984-04-01",3238.27,null,null,2850]
["1984-03-31",3238.53,null,null,2910]
["1984-03-30",3238.95,null,null,2980]
["1984-03-29",3239.45,null,null,2940]
["1984-03-28",3239.66,null,null,2870]
["1984-03-27",3239.6,null,null,2890]
["1984-03-26",3239.29,null,null,2880]
["1984-03-25",3238.95,null,null,2840]
["1984-03-24",3238.76,null,null,2850]
["1984-03-23",3238.46,null,null,2850]
["1984-03-22",3238.04,null,null,2790]
["1984-03-21",3237.31,null,null,2810]
["1984-03-20",3235.87,null,null,2770]
["1984-03-19",3235.68,null,null,2820]
["1984-03-18",3235.74,null,null,2900]
["1984-03-17",3235.73,null,null,2890]
["1984-03-16",3235.4,null,null,3020]
["1984-03-15",3234.63,null,null,3280]
["1984-03-14",3233.81,null,null,2700]
["1984-03-13",3232.59,null,null,1850]
["1984-03-12",3231.23,null,null,1260]
["1984-03-11",3229.59,null,null,696]
["1984-03-10",3226.93,null,null,689]
["1984-03-09",3226.93,null,null,573]
["1984-03-08",3221.14,null,null,369]
["1984-03-07",3221.14,null,null,367]
["1984-03-06",3221.14,null,null,365]
["1984-03-05",3218.45,null,null,364]
["1984-03-04",3217.69,null,null,363]
["1984-03-03",3216.88,null,null,361]
["1984-03-02",3215.91,null,null,360]
["1984-03-01",3214.73,null,null,358]
["1984-02-29",3214.18,null,null,358]
["1984-02-28",3213.91,null,null,358]
["1984-02-27",3213.69,null,null,358]
["1984-02-26",3213.53,null,null,356]
["1984-02-25",3213.34,null,null,356]
["1984-02-24",3212.98,null,null,431]
["1984-02-23",3212.81,null,null,561]
["1984-02-22",3212.66,null,null,701]
["1984-02-21",3212.78,null,null,1140]
["1984-02-20",3213,null,null,1430]
["1984-02-19",3213.5,null,null,1430]
["1984-02-18",3214.02,null,null,1430]
["1984-02-17",3214.46,null,null,1430]
["1984-02-16",3214.62,null,null,1160]
["1984-02-15",3214.26,null,null,657]
["1984-02-14",3213.27,null,null,517]
["1984-02-13",3211.51,null,null,323]
["1984-02-12",3210.67,null,null,323]
["1984-02-11",3210.46,null,null,323]
["1984-02-10",3210.34,null,null,323]
["1984-02-09",3210.25,null,null,323]
["1984-02-08",3210.13,null,null,323]
["1984-02-07",3210.04,null,null,323]
["1984-02-06",3209.93,null,null,386]
["1984-02-05",3209.98,null,null,496]
["1984-02-04",3210.05,null,null,496]
["1984-02-03",3210.12,null,null,496]
["1984-02-02",3210.16,null,null,744]
["1984-02-01",3210.46,null,null,937]
["1984-01-31",3210.86,null,null,937]
["1984-01-30",3211.24,null,null,979]
["1984-01-29",3211.58,null,null,1050]
["1984-01-28",3211.93,null,null,1050]
["1984-01-27",3212.27,null,null,890]
["1984-01-26",3212.32,null,null,486]
["1984-01-25",3212.15,null,null,300]
["1984-01-24",3211.96,null,null,300]
["1984-01-23",3211.96,null,null,228]
["1984-01-22",3211.79,null,null,148]
["1984-01-21",3211.7,null,null,148]
["1984-01-20",3211.59,null,null,148]
["1984-01-19",3211.54,null,null,115]
["1984-01-18",3211.38,null,null,64]
["1984-01-17",3211.2,null,null,64]
["1984-01-16",3210.98,null,null,64]
["1984-01-15",3210.79,null,null,64]
["1984-01-14",3210.58,null,null,64]
["1984-01-13",3210.26,null,null,64]
["1984-01-12",3209.94,null,null,236]
["1984-01-11",3209.87,null,null,835]
["1984-01-10",3210.23,null,null,1060]
["1984-01-09",3210.75,null,null,1070]
["1984-01-08",3211.22,null,null,1070]
["1984-01-07",3211.66,null,null,1070]
["1984-01-06",3212.1,null,null,1070]
["1984-01-05",3212.48,null,null,1070]
["1984-01-04",3212.86,null,null,1010]
["1984-01-03",3213.22,null,null,796]
["1984-01-02",3213.38,null,null,340]
["1984-01-01",3213.07,null,null,79]
["1983-12-31",3212.68,null,null,79]
["1983-12-30",3212.67,null,null,220]
["1983-12-29",3213.12,null,null,393]
["1983-12-28",3213.34,null,null,393]
["1983-12-27",3213.31,null,null,395]
["1983-12-26",3212.04,null,null,403]
["1983-12-25",3212.03,null,null,411]
["1983-12-24",3212.03,null,null,411]
["1983-12-23",3212.03,null,null,493]
["1983-12-22",3212.03,null,null,773]
["1983-12-21",3212.02,null,null,1050]
["1983-12-20",3212.72,null,null,1060]
["1983-12-19",3213.27,null,null,953]
["1983-12-18",3213.69,null,null,799]
["1983-12-17",3213.74,null,null,799]
["1983-12-16",3213.74,null,null,799]
["1983-12-15",3213.64,null,null,799]
["1983-12-14",3213.3,null,null,799]
["1983-12-13",3213.34,null,null,604]
["1983-12-12",3213.23,null,null,475]
["1983-12-11",3212.98,null,null,441]
["1983-12-10",3212.53,null,null,440]
["1983-12-09",3212.31,null,null,425]
["1983-12-08",3212.31,null,null,414]
["1983-12-07",3212.34,null,null,414]
["1983-12-06",3212.47,null,null,415]
["1983-12-05",3212.6,null,null,414]
["1983-12-04",3212.79,null,null,415]
["1983-12-03",3213.01,null,null,417]
["1983-12-02",3213.19,null,null,417]
["1983-12-01",3213.39,null,null,417]
["1983-11-30",3213.61,null,null,417]
["1983-11-29",3213.77,null,null,417]
["1983-11-28",3213.97,null,null,417]
["1983-11-27",3214.13,null,null,417]
["1983-11-26",3214.27,null,null,417]
["1983-11-25",3214.44,null,null,417]
["1983-11-24",3214.61,null,null,417]
["1983-11-23",3214.86,null,null,188]
["1983-11-22",3214.74,null,null,11]
["1983-11-21",3214.59,null,null,11]
["1983-11-20",3214.39,null,null,11]
["1983-11-19",3214.17,null,null,11]
["1983-11-18",3213.91,null,null,11]
["1983-11-17",3213.56,null,null,11]
["1983-11-16",3213.26,null,null,11]
["1983-11-15",3213.12,null,null,11]
["1983-11-14",3212.96,null,null,11]
["1983-11-13",3212.83,null,null,11]
["1983-11-12",3212.71,null,null,11]
["1983-11-11",3212.56,null,null,11]
["1983-11-10",3212.46,null,null,11]
["1983-11-09",3212.32,null,null,20]
["1983-11-08",3212.22,null,null,88]
["1983-11-07",3212.25,null,null,288]
["1983-11-06",3212.42,null,null,367]
["1983-11-05",3212.63,null,null,367]
["1983-11-04",3212.86,null,null,367]
["1983-11-03",3213.11,null,null,367]
["1983-11-02",3213.33,null,null,367]
["1983-11-01",3213.59,null,null,367]
["1983-10-31",3213.71,null,null,368]
["1983-10-30",3213.96,null,null,370]
["1983-10-29",3214.18,null,null,370]
["1983-10-28",3214.39,null,null,370]
["1983-10-27",3214.67,null,null,370]
["1983-10-26",3214.89,null,null,370]
["1983-10-25",3215.12,null,null,370]
["1983-10-24",3215.33,null,null,354]
["1983-10-23",3215.52,null,null,373]
["1983-10-22",3215.76,null,null,373]
["1983-10-21",3215.98,null,null,373]
["1983-10-20",3216.21,null,null,340]
["1983-10-19",3216.45,null,null,300]
["1983-10-18",3216.64,null,null,300]
["1983-10-17",3216.78,null,null,300]
["1983-10-16",3216.95,null,null,300]
["1983-10-15",3217.13,null,null,300]
["1983-10-14",3217.29,null,null,300]
["1983-10-13",3217.5,null,null,288]
["1983-10-12",3217.66,null,null,273]
["1983-10-11",3217.8,null,null,273]
["1983-10-10",3217.95,null,null,273]
["1983-10-09",3218.09,null,null,273]
["1983-10-08",3218.24,null,null,273]
["1983-10-07",3218.41,null,null,273]
["1983-10-06",3218.57,null,null,267]
["1983-10-05",3218.75,null,null,261]
["1983-10-04",3218.91,null,null,261]
["1983-10-03",3219.07,null,null,261]
["1983-10-02",3219.24,null,null,261]
["1983-10-01",3219.41,null,null,261]
["1983-09-30",3219.6,null,null,239]
["1983-09-29",3219.71,null,null,224]
["1983-09-28",3219.83,null,null,224]
["1983-09-27",3220.01,null,null,224]
["1983-09-26",3220.17,null,null,224]
["1983-09-25",3220.32,null,null,224]
["1983-09-24",3220.45,null,null,224]
["1983-09-23",3220.59,null,null,224]
["1983-09-22",3220.71,null,null,224]
["1983-09-21",3220.84,null,null,224]
["1983-09-20",3220.97,null,null,224]
["1983-09-19",3221.17,null,null,224]
["1983-09-18",3221.3,null,null,223]
["1983-09-17",3221.48,null,null,223]
["1983-09-16",3221.63,null,null,222]
["1983-09-15",3221.82,null,null,222]
["1983-09-14",3221.97,null,null,222]
["1983-09-13",3222.12,null,null,222]
["1983-09-12",3222.26,null,null,222]
["1983-09-11",3222.4,null,null,222]
["1983-09-10",3222.53,null,null,223]
["1983-09-09",3222.68,null,null,222]
["1983-09-08",3222.81,null,null,223]
["1983-09-07",3222.98,null,null,224]
["1983-09-06",3223.18,null,null,224]
["1983-09-05",3223.32,null,null,224]
["1983-09-04",3223.4,null,null,224]
["1983-09-03",3223.59,null,null,224]
["1983-09-02",3223.69,null,null,245]
["1983-09-01",3223.86,null,null,260]
["1983-08-31",3224.06,null,null,260]
["1983-08-30",3224.23,null,null,260]
["1983-08-29",3224.39,null,null,260]
["1983-08-28",3224.56,null,null,260]
["1983-08-27",3224.71,null,null,260]
["1983-08-26",3224.87,null,null,260]
["1983-08-25",3225.09,null,null,246]
["1983-08-24",3225.22,null,null,233]
["1983-08-23",3225.38,null,null,233]
["1983-08-22",3225.54,null,null,233]
["1983-08-21",3225.69,null,null,235]
["1983-08-20",3225.87,null,null,235]
["1983-08-19",3226.04,null,null,235]
["1983-08-18",3226.21,null,null,235]
["1983-08-17",3226.36,null,null,235]
["1983-08-16",3226.52,null,null,230]
["1983-08-15",3226.66,null,null,225]
["1983-08-14",3226.81,null,null,224]
["1983-08-13",3226.93,null,null,224]
["1983-08-12",3227.05,null,null,226]
["1983-08-11",3227.21,null,null,225]
["1983-08-10",3227.35,null,null,225]
["1983-08-09",3227.52,null,null,225]
["1983-08-08",3227.65,null,null,224]
["1983-08-07",3227.8,null,null,224]
["1983-08-06",3227.96,null,null,224]
["1983-08-05",3228.1,null,null,224]
["1983-08-04",3228.21,null,null,262]
["1983-08-03",3228.42,null,null,286]
["1983-08-02",3228.6,null,null,286]
["1983-08-01",3228.8,null,null,298]
["1983-07-31",3229.02,null,null,309]
["1983-07-30",3229.17,null,null,309]
["1983-07-29",3229.31,null,null,309]
["1983-07-28",3229.52,null,null,309]
["1983-07-27",3229.69,null,null,309]
["1983-07-26",3229.89,null,null,309]
["1983-07-25",3230.06,null,null,309]
["1983-07-24",3230.3,null,null,310]
["1983-07-23",3230.49,null,null,310]
["1983-07-22",3230.65,null,null,310]
["1983-07-21",3230.8,null,null,311]
["1983-07-20",3231.15,null,null,311]
["1983-07-19",3231.31,null,null,311]
["1983-07-18",3231.46,null,null,311]
["1983-07-17",3231.62,null,null,312]
["1983-07-16",3231.74,null,null,314]
["1983-07-15",3231.89,null,null,314]
["1983-07-14",3232.05,null,null,314]
["1983-07-13",3232.25,null,null,380]
["1983-07-12",3233.64,null,null,417]
["1983-07-11",3233.64,null,null,417]
["1983-07-10",3233.64,null,null,417]
["1983-07-09",3233.64,null,null,417]
["1983-07-08",3233.64,null,null,417]
["1983-07-07",3233.64,null,null,417]
["1983-07-06",3233.64,null,null,350]
["1983-07-05",3233.7,null,null,286]
["1983-07-04",3233.77,null,null,286]
["1983-07-03",3233.77,null,null,286]
["1983-07-02",3233.78,null,null,286]
["1983-07-01",3233.8,null,null,286]
["1983-06-30",3233.8,null,null,286]
["1983-06-29",3233.9,null,null,286]
["1983-06-28",3233.93,null,null,286]
["1983-06-27",3234.02,null,null,286]
["1983-06-26",3234.06,null,null,285]
["1983-06-25",3234.15,null,null,285]
["1983-06-24",3234.2,null,null,284]
["1983-06-23",3234.29,null,null,285]
["1983-06-22",3234.38,null,null,284]
["1983-06-21",3234.42,null,null,323]
["1983-06-20",3234.53,null,null,372]
["1983-06-19",3234.66,null,null,372]
["1983-06-18",3234.79,null,null,372]
["1983-06-17",3234.9,null,null,372]
["1983-06-16",3235.01,null,null,372]
["1983-06-15",3235.06,null,null,372]
["1983-06-14",3235.14,null,null,374]
["1983-06-13",3235.19,null,null,375]
["1983-06-12",3235.19,null,null,375]
["1983-06-11",3235.19,null,null,375]
["1983-06-10",3235.21,null,null,441]
["1983-06-09",3235.32,null,null,524]
["1983-06-08",3235.41,null,null,528]
["1983-06-07",3235.41,null,null,362]
["1983-06-06",3235.34,null,null,704]
["1983-06-05",3235.54,null,null,1040]
["1983-06-04",3235.78,null,null,1060]
["1983-06-03",3235.97,null,null,1070]
["1983-06-02",3235.98,null,null,1070]
["1983-06-01",3235.85,null,null,1060]
["1983-05-31",3235.62,null,null,1130]
["1983-05-30",3235.62,null,null,1230]
["1983-05-29",3235.63,null,null,1230]
["1983-05-28",3235.62,null,null,1230]
["1983-05-27",3235.57,null,null,1220]
["1983-05-26",3235.43,null,null,1210]
["1983-05-25",3235.27,null,null,1320]
["1983-05-24",3235.05,null,null,1510]
["1983-05-23",3234.98,null,null,1330]
["1983-05-22",3234.75,null,null,1110]
["1983-05-21",3234.39,null,null,1100]
["1983-05-20",3234.02,null,null,1130]
["1983-05-19",3233.61,null,null,1180]
["1983-05-18",3233.61,null,null,1180]
["1983-05-17",3233.49,null,null,1180]
["1983-05-16",3233.39,null,null,1180]
["1983-05-15",3233.19,null,null,1180]
["1983-05-14",3233.01,null,null,1180]
["1983-05-13",3232.88,null,null,1300]
["1983-05-12",3232.88,null,null,1790]
["1983-05-11",3233.18,null,null,2530]
["1983-05-10",3233.82,null,null,3000]
["1983-05-09",3234.65,null,null,3010]
["1983-05-08",3235.42,null,null,3050]
["1983-05-07",3235.82,null,null,3080]
["1983-05-06",3236.03,null,null,2870]
["1983-05-05",3235.75,null,null,2470]
["1983-05-04",3235.6,null,null,2390]
["1983-05-03",3235.64,null,null,2240]
["1983-05-02",3235.63,null,null,2240]
["1983-05-01",3235.62,null,null,2230]
["1983-04-30",3235.57,null,null,2230]
["1983-04-29",3235.57,null,null,2230]
["1983-04-28",3235.78,null,null,2250]
["1983-04-27",3236.04,null,null,2280]
["1983-04-26",3236.35,null,null,2190]
["1983-04-25",3236.29,null,null,2020]
["1983-04-24",3236.15,null,null,2000]
["1983-04-23",3235.87,null,null,1960]
["1983-04-22",3235.48,null,null,1910]
["1983-04-21",3235,null,null,1900]
["1983-04-20",3234.39,null,null,1850]
["1983-04-19",3234.18,null,null,1390]
["1983-04-18",3233.85,null,null,883]
["1983-04-17",3233.35,null,null,700]
["1983-04-16",3232.87,null,null,700]
["1983-04-15",3232.63,null,null,815]
["1983-04-14",3232.51,null,null,1070]
["1983-04-13",3232.57,null,null,1210]
["1983-04-12",3232.64,null,null,1210]
["1983-04-11",3232.61,null,null,1210]
["1983-04-10",3232.56,null,null,1210]
["1983-04-09",3232.42,null,null,1210]
["1983-04-08",3232.22,null,null,1210]
["1983-04-07",3232,null,null,1210]
["1983-04-06",3231.85,null,null,1440]
["1983-04-05",3231.92,null,null,2020]
["1983-04-04",3232.2,null,null,2710]
["1983-04-03",3232.8,null,null,3190]
["1983-04-02",3233.48,null,null,3200]
["1983-04-01",3234.08,null,null,3210]
["1983-03-31",3234.6,null,null,3210]
["1983-03-30",3234.2,null,null,2190]
["1983-03-29",3233.5,null,null,840]
["1983-03-28",3232.2,null,null,733]
["1983-03-27",3232.84,null,null,620]
["1983-03-26",3232.5,null,null,619]
["1983-03-25",3232.16,null,null,616]
["1983-03-24",3231.7,null,null,616]
["1983-03-23",3231.18,null,null,615]
["1983-03-22",3230.5,null,null,1410]
["1983-03-21",3229.9,null,null,2110]
["1983-03-20",3230.16,null,null,2560]
["1983-03-19",3230.92,null,null,2560]
["1983-03-18",3231.53,null,null,2790]
["1983-03-17",3232.02,null,null,3190]
["1983-03-16",3232.8,null,null,3200]
["1983-03-15",3233.32,null,null,3200]
["1983-03-14",3233.2,null,null,3190]
["1983-03-13",3232.2,null,null,3180]
["1983-03-12",3230.8,null,null,3170]
["1983-03-11",3230.2,null,null,2940]
["1983-03-10",3229.4,null,null,2540]
["1983-03-09",3228.2,null,null,2340]
["1983-03-08",3226.68,null,null,1980]
["1983-03-07",3226,null,null,1720]
["1983-03-06",3225.3,null,null,1280]
["1983-03-05",3224,null,null,1280]
["1983-03-04",3222.1,null,null,1270]
["1983-03-03",3220.63,null,null,1370]
["1983-03-02",3219.7,null,null,1520]
["1983-03-01",3219.12,null,null,1510]
["1983-02-28",3219.08,null,null,2260]
["1983-02-27",3219.8,null,null,3060]
["1983-02-26",3220.84,null,null,3070]
["1983-02-25",3221.58,null,null,3110]
["1983-02-24",3221.7,null,null,3110]
["1983-02-23",3221.28,null,null,2530]
["1983-02-22",3220.1,null,null,1590]
["1983-02-21",3218.16,null,null,1650]
["1983-02-20",3218.28,null,null,1800]
["1983-02-19",3218.2,null,null,1580]
["1983-02-18",3217.36,null,null,1270]
["1983-02-17",3216.4,null,null,1130]
["1983-02-16",3216.03,null,null,880]
["1983-02-15",3215.48,null,null,480]
["1983-02-14",3214.92,null,null,169]
["1983-02-13",3214.08,null,null,169]
["1983-02-12",3213.04,null,null,169]
["1983-02-11",3212.28,null,null,169]
["1983-02-10",3211.68,null,null,170]
["1983-02-09",3211.58,null,null,171]
["1983-02-08",3211.48,null,null,204]
["1983-02-07",3211.46,null,null,265]
["1983-02-06",3211.46,null,null,265]
["1983-02-05",3211.48,null,null,265]
["1983-02-04",3211.48,null,null,353]
["1983-02-03",3211.62,null,null,536]
["1983-02-02",3211.94,null,null,536]
["1983-02-01",3212.01,null,null,536]
["1983-01-31",3212.12,null,null,495]
["1983-01-30",3212.07,null,null,445]
["1983-01-29",3212.02,null,null,445]
["1983-01-28",3211.91,null,null,402]
["1983-01-27",3211.62,null,null,349]
["1983-01-26",3211.5,null,null,349]
["1983-01-25",3211.45,null,null,407]
["1983-01-24",3211.5,null,null,508]
["1983-01-23",3211.6,null,null,508]
["1983-01-22",3211.82,null,null,508]
["1983-01-21",3211.94,null,null,434]
["1983-01-20",3211.82,null,null,324]
["1983-01-19",3211.63,null,null,324]
["1983-01-18",3211.6,null,null,324]
["1983-01-17",3211.6,null,null,379]
["1983-01-16",3211.74,null,null,420]
["1983-01-15",3211.8,null,null,420]
["1983-01-14",3211.98,null,null,420]
["1983-01-13",3212,null,null,230]
["1983-01-12",3211.75,null,null,91]
["1983-01-11",3211.44,null,null,879]
["1983-01-10",3211.96,null,null,1410]
["1983-01-09",3212.7,null,null,1420]
["1983-01-08",3213.2,null,null,1120]
["1983-01-07",3213.02,null,null,514]
["1983-01-06",3212.4,null,null,119]
["1983-01-05",3211.32,null,null,84]
["1983-01-04",3211.2,null,null,84]
["1983-01-03",3211.12,null,null,84]
["1983-01-02",3211.1,null,null,83]
["1983-01-01",3211.1,null,null,83]
["1982-12-31",3211.08,null,null,141]
["1982-12-30",3211.08,null,null,219]
["1982-12-29",3211.1,null,null,323]
["1982-12-28",3211.28,null,null,473]
["1982-12-27",3211.6,null,null,473]
["1982-12-26",3211.82,null,null,473]
["1982-12-25",3212.1,null,null,474]
["1982-12-24",3212.34,null,null,476]
["1982-12-23",3212.5,null,null,476]
["1982-12-22",3212.53,null,null,476]
["1982-12-21",3212.58,null,null,476]
["1982-12-20",3212.59,null,null,476]
["1982-12-19",3212.6,null,null,476]
["1982-12-18",3212.65,null,null,476]
["1982-12-17",3212.7,null,null,476]
["1982-12-16",3212.9,null,null,365]
["1982-12-15",3212.96,null,null,268]
["1982-12-14",3213,null,null,145]
["1982-12-13",3212.95,null,null,11]
["1982-12-12",3212.8,null,null,11]
["1982-12-11",3212.62,null,null,11]
["1982-12-10",3212.42,null,null,11]
["1982-12-09",3212.25,null,null,11]
["1982-12-08",3212.15,null,null,11]
["1982-12-07",3211.9,null,null,11]
["1982-12-06",3211.54,null,null,60]
["1982-12-05",3211.1,null,null,127]
["1982-12-04",3210.85,null,null,126]
["1982-12-03",3210.83,null,null,108]
["1982-12-02",3210.8,null,null,97]
["1982-12-01",3210.78,null,null,97]
["1982-11-30",3210.75,null,null,116]
["1982-11-29",3210.72,null,null,141]
["1982-11-28",3210.65,null,null,141]
["1982-11-27",3210.65,null,null,141]
["1982-11-26",3210.65,null,null,141]
["1982-11-25",3210.75,null,null,141]
["1982-11-24",3210.8,null,null,141]
["1982-11-23",3210.82,null,null,141]
["1982-11-22",3210.82,null,null,141]
["1982-11-21",3210.78,null,null,141]
["1982-11-20",3210.8,null,null,141]
["1982-11-19",3210.8,null,null,346]
["1982-11-18",3211.15,null,null,562]
["1982-11-17",3211.6,null,null,392]
["1982-11-16",3211.72,null,null,216]
["1982-11-15",3211.78,null,null,437]
["1982-11-14",3212.15,null,null,568]
["1982-11-13",3212.65,null,null,568]
["1982-11-12",3213.2,null,null,526]
["1982-11-11",3213.72,null,null,466]
["1982-11-10",3214,null,null,468]
["1982-11-09",3214.28,null,null,469]
["1982-11-08",3214.64,null,null,469]
["1982-11-07",3214.96,null,null,469]
["1982-11-06",3215.2,null,null,469]
["1982-11-05",3215.44,null,null,469]
["1982-11-04",3215.8,null,null,325]
["1982-11-03",3215.85,null,null,239]
["1982-11-02",3215.9,null,null,415]
["1982-11-01",3216.16,null,null,373]
["1982-10-31",3216.32,null,null,256]
["1982-10-30",3216.34,null,null,247]
["1982-10-29",3216.35,null,null,249]
["1982-10-28",3216.38,null,null,249]
["1982-10-27",3216.46,null,null,249]
["1982-10-26",3216.6,null,null,249]
["1982-10-25",3216.7,null,null,249]
["1982-10-24",3216.84,null,null,249]
["1982-10-23",3217.1,null,null,249]
["1982-10-22",3217.2,null,null,249]
["1982-10-21",3217.35,null,null,249]
["1982-10-20",3217.46,null,null,249]
["1982-10-19",3217.58,null,null,145]
["1982-10-18",3217.6,null,null,160]
["1982-10-17",3217.72,null,null,227]
["1982-10-16",3217.8,null,null,227]
["1982-10-15",3218,null,null,227]
["1982-10-14",3218.1,null,null,227]
["1982-10-13",3218.2,null,null,227]
["1982-10-12",3218.38,null,null,227]
["1982-10-11",3218.5,null,null,227]
["1982-10-10",3218.6,null,null,227]
["1982-10-09",3218.7,null,null,227]
["1982-10-08",3218.8,null,null,240]
["1982-10-07",3218.95,null,null,266]
["1982-10-06",3219.18,null,null,266]
["1982-10-05",3219.37,null,null,266]
["1982-10-04",3219.52,null,null,266]
["1982-10-03",3219.7,null,null,266]
["1982-10-02",3219.85,null,null,267]
["1982-10-01",3220.05,null,null,267]
["1982-09-30",3220.2,null,null,263]
["1982-09-29",3220.38,null,null,263]
["1982-09-28",3220.58,null,null,263]
["1982-09-27",3220.74,null,null,246]
["1982-09-26",3220.92,null,null,220]
["1982-09-25",3221.2,null,null,220]
["1982-09-24",3221.24,null,null,220]
["1982-09-23",3221.4,null,null,220]
["1982-09-22",3221.48,null,null,220]
["1982-09-21",3221.6,null,null,220]
["1982-09-20",3221.8,null,null,220]
["1982-09-19",3221.84,null,null,220]
["1982-09-18",3222,null,null,220]
["1982-09-17",3222.15,null,null,220]
["1982-09-16",3222.34,null,null,220]
["1982-09-15",3222.48,null,null,220]
["1982-09-14",3222.64,null,null,220]
["1982-09-13",3222.82,null,null,221]
["1982-09-12",3223.05,null,null,222]
["1982-09-11",3223.24,null,null,222]
["1982-09-10",3223.4,null,null,222]
["1982-09-09",3223.62,null,null,222]
["1982-09-08",3223.8,null,null,222]
["1982-09-07",3223.98,null,null,222]
["1982-09-06",3224.22,null,null,222]
["1982-09-05",3224.38,null,null,222]
["1982-09-04",3224.58,null,null,222]
["1982-09-03",3224.7,null,null,222]
["1982-09-02",3224.8,null,null,222]
["1982-09-01",3225,null,null,222]
["1982-08-31",3225.16,null,null,222]
["1982-08-30",3225.28,null,null,222]
["1982-08-29",3225.48,null,null,222]
["1982-08-28",3225.64,null,null,222]
["1982-08-27",3225.84,null,null,239]
["1982-08-26",3226.08,null,null,265]
["1982-08-25",3226.28,null,null,265]
["1982-08-24",3226.52,null,null,265]
["1982-08-23",3226.78,null,null,265]
["1982-08-22",3227.02,null,null,265]
["1982-08-21",3227.22,null,null,266]
["1982-08-20",3227.4,null,null,267]
["1982-08-19",3227.55,null,null,267]
["1982-08-18",3227.74,null,null,267]
["1982-08-17",3227.88,null,null,267]
["1982-08-16",3228.1,null,null,269]
["1982-08-15",3228.25,null,null,270]
["1982-08-14",3228.42,null,null,270]
["1982-08-13",3228.63,null,null,270]
["1982-08-12",3228.82,null,null,272]
["1982-08-11",3229.05,null,null,272]
["1982-08-10",3229.25,null,null,273]
["1982-08-09",3229.5,null,null,274]
["1982-08-08",3229.76,null,null,276]
["1982-08-07",3230,null,null,276]
["1982-08-06",3230.2,null,null,279]
["1982-08-05",3230.35,null,null,280]
["1982-08-04",3230.55,null,null,281]
["1982-08-03",3230.62,null,null,284]
["1982-08-02",3230.8,null,null,287]
["1982-08-01",3231,null,null,287]
["1982-07-31",3231.22,null,null,257]
["1982-07-30",3231.41,null,null,244]
["1982-07-29",3231.6,null,null,244]
["1982-07-28",3231.7,null,null,246]
["1982-07-27",3231.83,null,null,247]
["1982-07-26",3232,null,null,249]
["1982-07-25",3232.18,null,null,249]
["1982-07-24",3232.28,null,null,249]
["1982-07-23",3232.4,null,null,275]
["1982-07-22",3232.56,null,null,301]
["1982-07-21",3232.72,null,null,301]
["1982-07-20",3232.92,null,null,303]
["1982-07-19",3233.12,null,null,304]
["1982-07-18",3233.28,null,null,304]
["1982-07-17",3233.4,null,null,304]
["1982-07-16",3233.5,null,null,304]
["1982-07-15",3233.7,null,null,305]
["1982-07-14",3233.74,null,null,306]
["1982-07-13",3233.82,null,null,306]
["1982-07-12",3234,null,null,306]
["1982-07-11",3234.08,null,null,306]
["1982-07-10",3234.18,null,null,306]
["1982-07-09",3234.2,null,null,273]
["1982-07-08",3234.21,null,null,231]
["1982-07-07",3234.22,null,null,231]
["1982-07-06",3234.22,null,null,231]
["1982-07-05",3234.2,null,null,231]
["1982-07-04",3234.2,null,null,231]
["1982-07-03",3234.21,null,null,231]
["1982-07-02",3234.21,null,null,230]
["1982-07-01",3234.2,null,null,229]
["1982-06-30",3234.2,null,null,229]
["1982-06-29",3234.22,null,null,229]
["1982-06-28",3234.24,null,null,227]
["1982-06-27",3234.32,null,null,227]
["1982-06-26",3234.38,null,null,266]
["1982-06-25",3234.48,null,null,301]
["1982-06-24",3234.58,null,null,301]
["1982-06-23",3234.66,null,null,301]
["1982-06-22",3234.72,null,null,300]
["1982-06-21",3234.78,null,null,299]
["1982-06-20",3234.88,null,null,299]
["1982-06-19",3235,null,null,299]
["1982-06-18",3235.15,null,null,301]
["1982-06-17",3235.22,null,null,301]
["1982-06-16",3235.25,null,null,304]
["1982-06-15",3235.28,null,null,304]
["1982-06-14",3235.26,null,null,303]
["1982-06-13",3235.22,null,null,301]
["1982-06-12",3235.2,null,null,301]
["1982-06-11",3235.22,null,null,364]
["1982-06-10",3235.38,null,null,401]
["1982-06-09",3235.45,null,null,405]
["1982-06-08",3235.44,null,null,408]
["1982-06-07",3235.43,null,null,410]
["1982-06-06",3235.42,null,null,412]
["1982-06-05",3235.42,null,null,409]
["1982-06-04",3235.42,null,null,408]
["1982-06-03",3235.4,null,null,406]
["1982-06-02",3235.38,null,null,401]
["1982-06-01",3235.28,null,null,398]
["1982-05-31",3235.28,null,null,396]
["1982-05-30",3235.25,null,null,396]
["1982-05-29",3235.22,null,null,394]
["1982-05-28",3235.2,null,null,469]
["1982-05-27",3235.28,null,null,596]
["1982-05-26",3235.35,null,null,635]
["1982-05-25",3235.4,null,null,636]
["1982-05-24",3235.42,null,null,717]
["1982-05-23",3235.55,null,null,856]
["1982-05-22",3235.6,null,null,864]
["1982-05-21",3235.64,null,null,871]
["1982-05-20",3235.64,null,null,876]
["1982-05-19",3235.64,null,null,875]
["1982-05-18",3235.62,null,null,866]
["1982-05-17",3235.52,null,null,862]
["1982-05-16",3235.52,null,null,860]
["1982-05-15",3235.5,null,null,860]
["1982-05-14",3235.5,null,null,607]
["1982-05-13",3235.3,null,null,725]
["1982-05-12",3235.28,null,null,1070]
["1982-05-11",3235.08,null,null,1120]
["1982-05-10",3235.08,null,null,1120]
["1982-05-09",3235.08,null,null,1120]
["1982-05-08",3235.08,null,null,1120]
["1982-05-07",3235.08,null,null,1120]
["1982-05-06",3235.08,null,null,1210]
["1982-05-05",3235.08,null,null,1480]
["1982-05-04",3235.11,null,null,1640]
["1982-05-03",3235.3,null,null,1790]
["1982-05-02",3235.37,null,null,1870]
["1982-05-01",3235.45,null,null,1930]
["1982-04-30",3235.55,null,null,1660]
["1982-04-29",3235.25,null,null,1700]
["1982-04-28",3235.05,null,null,2020]
["1982-04-27",3234.8,null,null,1940]
["1982-04-26",3234.58,null,null,1460]
["1982-04-25",3234.15,null,null,1180]
["1982-04-24",3233.4,null,null,1180]
["1982-04-23",3232.5,null,null,1050]
["1982-04-22",3231.77,null,null,958]
["1982-04-21",3231.25,null,null,1130]
["1982-04-20",3231.2,null,null,1230]
["1982-04-19",3231.75,null,null,1560]
["1982-04-18",3231.75,null,null,1760]
["1982-04-17",3231.75,null,null,1770]
["1982-04-16",3231.75,null,null,1770]
["1982-04-15",3231.75,null,null,1770]
["1982-04-14",3231.45,null,null,1770]
["1982-04-13",3231.15,null,null,1620]
["1982-04-12",3230.53,null,null,946]
["1982-04-11",3229.42,null,null,584]
["1982-04-10",3227.4,null,null,582]
["1982-04-09",3227.2,null,null,580]
["1982-04-08",3227.1,null,null,580]
["1982-04-07",3227,null,null,580]
["1982-04-06",3226.85,null,null,580]
["1982-04-05",3226.75,null,null,580]
["1982-04-04",3226.62,null,null,580]
["1982-04-03",3226.43,null,null,580]
["1982-04-02",3226.2,null,null,581]
["1982-04-01",3226,null,null,580]
["1982-03-31",3225.65,null,null,262]
["1982-03-30",3225.15,null,null,368]
["1982-03-29",3224.71,null,null,523]
["1982-03-28",3224.2,null,null,521]
["1982-03-27",3223.6,null,null,521]
["1982-03-26",3222.85,null,null,942]
["1982-03-25",3222.85,null,null,1250]
["1982-03-24",3223.05,null,null,1250]
["1982-03-23",3223.3,null,null,1260]
["1982-03-22",3223.6,null,null,1260]
["1982-03-21",3224,null,null,1260]
["1982-03-20",3224.35,null,null,1260]
["1982-03-19",3224.7,null,null,1270]
["1982-03-18",3224.95,null,null,1270]
["1982-03-17",3225.15,null,null,1270]
["1982-03-16",3225.15,null,null,1270]
["1982-03-15",3225.15,null,null,1270]
["1982-03-14",3225.05,null,null,1270]
["1982-03-13",3224.97,null,null,1270]
["1982-03-12",3224.95,null,null,1270]
["1982-03-11",3224.7,null,null,1450]
["1982-03-10",3224.55,null,null,1670]
["1982-03-09",3224.9,null,null,859]
["1982-03-08",3224.55,null,null,1120]
["1982-03-07",3224.57,null,null,1630]
["1982-03-06",3224.97,null,null,1630]
["1982-03-05",3225.5,null,null,1630]
["1982-03-04",3225.55,null,null,1630]
["1982-03-03",3225.55,null,null,1630]
["1982-03-02",3225.53,null,null,1630]
["1982-03-01",3225.5,null,null,1630]
["1982-02-28",3225.57,null,null,2540]
["1982-02-27",3226.37,null,null,3130]
["1982-02-26",3227.57,null,null,3010]
["1982-02-25",3228.63,null,null,3130]
["1982-02-24",3229.61,null,null,3150]
["1982-02-23",3230.3,null,null,3150]
["1982-02-22",3230.1,null,null,3140]
["1982-02-21",3229.04,null,null,3120]
["1982-02-20",3225.5,null,null,2900]
["1982-02-19",3222.98,null,null,2540]
["1982-02-18",3221.18,null,null,2050]
["1982-02-17",3219.82,null,null,1530]
["1982-02-16",3216.4,null,null,1200]
["1982-02-15",3212.75,null,null,632]
["1982-02-14",3211.15,null,null,256]
["1982-02-13",3210.84,null,null,256]
["1982-02-12",3210.8,null,null,244]
["1982-02-11",3210.77,null,null,236]
["1982-02-10",3210.76,null,null,236]
["1982-02-09",3210.75,null,null,273]
["1982-02-08",3210.8,null,null,327]
["1982-02-07",3210.8,null,null,324]
["1982-02-06",3210.8,null,null,324]
["1982-02-05",3210.81,null,null,364]
["1982-02-04",3210.92,null,null,475]
["1982-02-03",3211,null,null,520]
["1982-02-02",3211,null,null,575]
["1982-02-01",3211.1,null,null,702]
["1982-01-31",3211.26,null,null,775]
["1982-01-30",3211.44,null,null,776]
["1982-01-29",3211.54,null,null,1120]
["1982-01-28",3212.1,null,null,1240]
["1982-01-27",3212.2,null,null,1030]
["1982-01-26",3212,null,null,669]
["1982-01-25",3211.62,null,null,431]
["1982-01-24",3211.24,null,null,329]
["1982-01-23",3211.12,null,null,331]
["1982-01-22",3211.05,null,null,330]
["1982-01-21",3211.05,null,null,330]
["1982-01-20",3211.05,null,null,330]
["1982-01-19",3211.05,null,null,329]
["1982-01-18",3211.05,null,null,341]
["1982-01-17",3211.06,null,null,357]
["1982-01-16",3211.07,null,null,357]
["1982-01-15",3211.08,null,null,523]
["1982-01-14",3211.34,null,null,738]
["1982-01-13",3211.8,null,null,485]
["1982-01-12",3211.82,null,null,338]
["1982-01-11",3211.82,null,null,278]
["1982-01-10",3211.78,null,null,208]
["1982-01-09",3211.64,null,null,208]
["1982-01-08",3211.54,null,null,208]
["1982-01-07",3211.52,null,null,208]
["1982-01-06",3211.5,null,null,476]
["1982-01-05",3211.82,null,null,688]
["1982-01-04",3212.18,null,null,339]
["1982-01-03",3211.98,null,null,124]
["1982-01-02",3211.76,null,null,124]
["1982-01-01",3211.5,null,null,124]
["1981-12-31",3211.24,null,null,487]
["1981-12-30",3211.4,null,null,915]
["1981-12-29",3211.96,null,null,1250]
["1981-12-28",3212.8,null,null,1660]
["1981-12-27",3213.7,null,null,1670]
["1981-12-26",3214.76,null,null,1670]
["1981-12-25",3215.72,null,null,1680]
["1981-12-24",3216.44,null,null,1680]
["1981-12-23",3217.2,null,null,1690]
["1981-12-22",3217.8,null,null,1700]
["1981-12-21",3217.82,null,null,1490]
["1981-12-20",3216.96,null,null,1230]
["1981-12-19",3214.05,null,null,1160]
["1981-12-18",3212.22,null,null,979]
["1981-12-17",3212.4,null,null,624]
["1981-12-16",3212,null,null,390]
["1981-12-15",3211.5,null,null,591]
["1981-12-14",3211.4,null,null,360]
["1981-12-13",3211.44,null,null,144]
["1981-12-12",3211.1,null,null,191]
["1981-12-11",3211.1,null,null,663]
["1981-12-10",3211.44,null,null,1390]
["1981-12-09",3212.35,null,null,1400]
["1981-12-08",3213.2,null,null,1100]
["1981-12-07",3213.6,null,null,410]
["1981-12-06",3213.2,null,null,173]
["1981-12-05",3212.58,null,null,174]
["1981-12-04",3212.58,null,null,174]
["1981-12-03",3212.6,null,null,174]
["1981-12-02",3212.6,null,null,174]
["1981-12-01",3212.59,null,null,174]
["1981-11-30",3212.58,null,null,174]
["1981-11-29",3212.62,null,null,174]
["1981-11-28",3212.6,null,null,163]
["1981-11-27",3212.5,null,null,157]
["1981-11-26",3212.5,null,null,157]
["1981-11-25",3212.5,null,null,157]
["1981-11-24",3212.47,null,null,134]
["1981-11-23",3212.3,null,null,120]
["1981-11-22",3212.3,null,null,120]
["1981-11-21",3212.3,null,null,120]
["1981-11-20",3212.3,null,null,120]
["1981-11-19",3212.23,null,null,120]
["1981-11-18",3212.21,null,null,120]
["1981-11-17",3212.22,null,null,66]
["1981-11-16",3212.12,null,null,33]
["1981-11-15",3212,null,null,32]
["1981-11-14",3212,null,null,32]
["1981-11-13",3211.98,null,null,33]
["1981-11-12",3211.9,null,null,33]
["1981-11-11",3211.84,null,null,33]
["1981-11-10",3211.8,null,null,33]
["1981-11-09",3211.76,null,null,33]
["1981-11-08",3211.74,null,null,33]
["1981-11-07",3211.64,null,null,33]
["1981-11-06",3211.62,null,null,33]
["1981-11-05",3211.6,null,null,93]
["1981-11-04",3211.72,null,null,129]
["1981-11-03",3211.8,null,null,130]
["1981-11-02",3211.86,null,null,130]
["1981-11-01",3211.92,null,null,130]
["1981-10-31",3211.95,null,null,159]
["1981-10-30",3212.02,null,null,167]
["1981-10-29",3212.14,null,null,169]
["1981-10-28",3212.2,null,null,151]
["1981-10-27",3212.4,null,null,167]
["1981-10-26",3212.55,null,null,167]
["1981-10-25",3212.58,null,null,169]
["1981-10-24",3212.58,null,null,111]
["1981-10-23",3212.55,null,null,21]
["1981-10-22",3212.55,null,null,117]
["1981-10-21",3212.73,null,null,169]
["1981-10-20",3212.75,null,null,108]
["1981-10-19",3212.76,null,null,108]
["1981-10-18",3212.88,null,null,141]
["1981-10-17",3212.9,null,null,140]
["1981-10-16",3212.9,null,null,140]
["1981-10-15",3213.02,null,null,140]
["1981-10-14",3213.08,null,null,141]
["1981-10-13",3213.12,null,null,141]
["1981-10-12",3213.13,null,null,141]
["1981-10-11",3213.2,null,null,140]
["1981-10-10",3213.25,null,null,140]
["1981-10-09",3213.3,null,null,168]
["1981-10-08",3213.4,null,null,185]
["1981-10-07",3213.55,null,null,184]
["1981-10-06",3213.65,null,null,184]
["1981-10-05",3213.77,null,null,184]
["1981-10-04",3213.95,null,null,184]
["1981-10-03",3214.05,null,null,182]
["1981-10-02",3214.2,null,null,182]
["1981-10-01",3214.4,null,null,182]
["1981-09-30",3214.53,null,null,186]
["1981-09-29",3214.65,null,null,191]
["1981-09-28",3214.8,null,null,191]
["1981-09-27",3215,null,null,191]
["1981-09-26",3215.15,null,null,191]
["1981-09-25",3215.25,null,null,195]
["1981-09-24",3215.53,null,null,201]
["1981-09-23",3215.7,null,null,201]
["1981-09-22",3215.87,null,null,201]
["1981-09-21",3216,null,null,206]
["1981-09-20",3216.21,null,null,212]
["1981-09-19",3216.4,null,null,212]
["1981-09-18",3216.63,null,null,212]
["1981-09-17",3216.85,null,null,212]
["1981-09-16",3217,null,null,212]
["1981-09-15",3217.25,null,null,212]
["1981-09-14",3217.4,null,null,212]
["1981-09-13",3217.6,null,null,212]
["1981-09-12",3217.83,null,null,212]
["1981-09-11",3217.95,null,null,212]
["1981-09-10",3218.25,null,null,212]
["1981-09-09",3218.45,null,null,212]
["1981-09-08",3218.65,null,null,210]
["1981-09-07",3218.85,null,null,212]
["1981-09-06",3219,null,null,212]
["1981-09-05",3219.15,null,null,214]
["1981-09-04",3219.23,null,null,214]
["1981-09-03",3219.45,null,null,214]
["1981-09-02",3219.6,null,null,214]
["1981-09-01",3219.8,null,null,249]
["1981-08-31",3220,null,null,269]
["1981-08-30",3220.2,null,null,269]
["1981-08-29",3220.45,null,null,272]
["1981-08-28",3220.67,null,null,272]
["1981-08-27",3220.95,null,null,272]
["1981-08-26",3221.2,null,null,272]
["1981-08-25",3221.55,null,null,272]
["1981-08-24",3221.75,null,null,272]
["1981-08-23",3221.95,null,null,272]
["1981-08-22",3222.15,null,null,274]
["1981-08-21",3222.45,null,null,274]
["1981-08-20",3222.75,null,null,274]
["1981-08-19",3223.03,null,null,274]
["1981-08-18",3223.25,null,null,274]
["1981-08-17",3223.5,null,null,276]
["1981-08-16",3223.67,null,null,276]
["1981-08-15",3223.9,null,null,276]
["1981-08-14",3224.15,null,null,276]
["1981-08-13",3224.3,null,null,276]
["1981-08-12",3224.5,null,null,276]
["1981-08-11",3224.83,null,null,276]
["1981-08-10",3225,null,null,279]
["1981-08-09",3225.15,null,null,279]
["1981-08-08",3225.33,null,null,279]
["1981-08-07",3225.6,null,null,279]
["1981-08-06",3225.8,null,null,279]
["1981-08-05",3225.95,null,null,279]
["1981-08-04",3226.15,null,null,279]
["1981-08-03",3226.35,null,null,279]
["1981-08-02",3226.57,null,null,281]
["1981-08-01",3226.83,null,null,281]
["1981-07-31",3227.1,null,null,281]
["1981-07-30",3227.33,null,null,281]
["1981-07-29",3227.57,null,null,281]
["1981-07-28",3227.85,null,null,281]
["1981-07-27",3228.05,null,null,281]
["1981-07-26",3228.2,null,null,281]
["1981-07-25",3228.35,null,null,281]
["1981-07-24",3228.55,null,null,281]
["1981-07-23",3228.8,null,null,281]
["1981-07-22",3229,null,null,283]
["1981-07-21",3229.17,null,null,283]
["1981-07-20",3229.43,null,null,283]
["1981-07-19",3229.65,null,null,283]
["1981-07-18",3229.83,null,null,283]
["1981-07-17",3230.03,null,null,286]
["1981-07-16",3230.35,null,null,286]
["1981-07-15",3230.53,null,null,286]
["1981-07-14",3230.65,null,null,286]
["1981-07-13",3230.75,null,null,286]
["1981-07-12",3230.95,null,null,286]
["1981-07-11",3231.1,null,null,286]
["1981-07-10",3231.27,null,null,269]
["1981-07-09",3231.5,null,null,256]
["1981-07-08",3231.65,null,null,256]
["1981-07-07",3231.85,null,null,276]
["1981-07-06",3232.03,null,null,288]
["1981-07-05",3232.23,null,null,288]
["1981-07-04",3232.45,null,null,288]
["1981-07-03",3232.65,null,null,274]
["1981-07-02",3232.85,null,null,251]
["1981-07-01",3233.01,null,null,251]
["1981-06-30",3233.17,null,null,251]
["1981-06-29",3233.35,null,null,251]
["1981-06-28",3233.53,null,null,251]
["1981-06-27",3233.61,null,null,251]
["1981-06-26",3233.77,null,null,251]
["1981-06-25",3233.85,null,null,251]
["1981-06-24",3234.05,null,null,251]
["1981-06-23",3234.15,null,null,251]
["1981-06-22",3234.15,null,null,251]
["1981-06-21",3234.45,null,null,251]
["1981-06-20",3234.59,null,null,251]
["1981-06-19",3234.52,null,null,251]
["1981-06-18",3234.62,null,null,251]
["1981-06-17",3234.72,null,null,251]
["1981-06-16",3234.8,null,null,253]
["1981-06-15",3234.92,null,null,256]
["1981-06-14",3235,null,null,258]
["1981-06-13",3235.02,null,null,263]
["1981-06-12",3235.1,null,null,265]
["1981-06-11",3235.18,null,null,267]
["1981-06-10",3235.2,null,null,267]
["1981-06-09",3235.2,null,null,267]
["1981-06-08",3235.24,null,null,272]
["1981-06-07",3235.32,null,null,276]
["1981-06-06",3235.44,null,null,286]
["1981-06-05",3235.58,null,null,293]
["1981-06-04",3235.68,null,null,301]
["1981-06-03",3235.78,null,null,311]
["1981-06-02",3235.84,null,null,319]
["1981-06-01",3236,null,null,329]
["1981-05-31",3236,null,null,335]
["1981-05-30",3236.1,null,null,343]
["1981-05-29",3236.1,null,null,352]
["1981-05-28",3236.08,null,null,354]
["1981-05-27",3236.08,null,null,352]
["1981-05-26",3236,null,null,338]
["1981-05-25",3235.88,null,null,322]
["1981-05-24",3235.86,null,null,322]
["1981-05-23",3235.86,null,null,327]
["1981-05-22",3235.86,null,null,329]
["1981-05-21",3235.8,null,null,327]
["1981-05-20",3235.8,null,null,319]
["1981-05-19",3235.8,null,null,316]
["1981-05-18",3235.8,null,null,298]
["1981-05-17",3235.8,null,null,276]
["1981-05-16",3235.88,null,null,281]
["1981-05-15",3236,null,null,293]
["1981-05-14",3236.18,null,null,298]
["1981-05-13",3236.3,null,null,303]
["1981-05-12",3236.4,null,null,314]
["1981-05-11",3236.5,null,null,296]
["1981-05-10",3236.57,null,null,269]
["1981-05-09",3236.57,null,null,274]
["1981-05-08",3236.56,null,null,279]
["1981-05-07",3236.64,null,null,281]
["1981-05-06",3236.64,null,null,283]
["1981-05-05",3236.64,null,null,283]
["1981-05-04",3236.64,null,null,393]
["1981-05-03",3236.82,null,null,476]
["1981-05-02",3236.9,null,null,483]
["1981-05-01",3237,null,null,616]
["1981-04-30",3237.02,null,null,800]
["1981-04-29",3237.15,null,null,825]
["1981-04-28",3237.27,null,null,850]
["1981-04-27",3237.35,null,null,825]
["1981-04-26",3237.33,null,null,755]
["1981-04-25",3237.3,null,null,750]
["1981-04-24",3237.27,null,null,840]
["1981-04-23",3237.31,null,null,845]
["1981-04-22",3237.3,null,null,765]
["1981-04-21",3237.25,null,null,660]
["1981-04-20",3237.07,null,null,393]
["1981-04-19",3236.55,null,null,281]
["1981-04-18",3236.35,null,null,258]
["1981-04-17",3236.25,null,null,244]
["1981-04-16",3236.15,null,null,231]
["1981-04-15",3236,null,null,226]
["1981-04-14",3235.95,null,null,220]
["1981-04-13",3235.77,null,null,212]
["1981-04-12",3235.75,null,null,205]
["1981-04-11",3235.65,null,null,195]
["1981-04-10",3235.6,null,null,210]
["1981-04-09",3235.51,null,null,237]
["1981-04-08",3235.43,null,null,269]
["1981-04-07",3235.35,null,null,303]
["1981-04-06",3235.33,null,null,490]
["1981-04-05",3235.37,null,null,600]
["1981-04-04",3235.41,null,null,604]
["1981-04-03",3235.41,null,null,835]
["1981-04-02",3235.55,null,null,925]
["1981-04-01",3235.75,null,null,930]
["1981-03-31",3235.8,null,null,1070]
["1981-03-30",3236.07,null,null,1300]
["1981-03-29",3236.2,null,null,1320]
["1981-03-28",3236.3,null,null,1340]
["1981-03-27",3236.3,null,null,925]
["1981-03-26",3235.85,null,null,291]
["1981-03-25",3234.8,null,null,143]
["1981-03-24",3234.25,null,null,72]
["1981-03-23",3233.75,null,null,72]
["1981-03-22",3233.23,null,null,71]
["1981-03-21",3232.87,null,null,71]
["1981-03-20",3232.55,null,null,71]
["1981-03-19",3232.3,null,null,71]
["1981-03-18",3232.05,null,null,61]
["1981-03-17",3231.77,null,null,54]
["1981-03-16",3231.47,null,null,54]
["1981-03-15",3231.15,null,null,54]
["1981-03-14",3230.75,null,null,53]
["1981-03-13",3230.5,null,null,53]
["1981-03-12",3230.15,null,null,53]
["1981-03-11",3229.97,null,null,53]
["1981-03-10",3229.9,null,null,53]
["1981-03-09",3229.74,null,null,53]
["1981-03-08",3229.46,null,null,52]
["1981-03-07",3229.24,null,null,52]
["1981-03-06",3229.04,null,null,52]
["1981-03-05",3228.74,null,null,52]
["1981-03-04",3228.44,null,null,52]
["1981-03-03",3228.14,null,null,52]
["1981-03-02",3227.76,null,null,98]
["1981-03-01",3227.52,null,null,128]
["1981-02-28",3227.32,null,null,222]
["1981-02-27",3227.14,null,null,263]
["1981-02-26",3226.9,null,null,493]
["1981-02-25",3226.84,null,null,765]
["1981-02-24",3226.84,null,null,765]
["1981-02-23",3226.84,null,null,636]
["1981-02-22",3226.62,null,null,564]
["1981-02-21",3226.26,null,null,301]
["1981-02-20",3225.44,null,null,89]
["1981-02-19",3223.64,null,null,88]
["1981-02-18",3220.6,null,null,66]
["1981-02-17",3219.2,null,null,33]
["1981-02-16",3216.6,null,null,26]
["1981-02-15",3215.2,null,null,26]
["1981-02-14",3214.78,null,null,26]
["1981-02-13",3214.6,null,null,26]
["1981-02-12",3214.5,null,null,26]
["1981-02-11",3214.44,null,null,26]
["1981-02-10",3214.36,null,null,26]
["1981-02-09",3214.26,null,null,26]
["1981-02-08",3214.18,null,null,26]
["1981-02-07",3214.1,null,null,26]
["1981-02-06",3214,null,null,26]
["1981-02-05",3213.9,null,null,26]
["1981-02-04",3213.8,null,null,38]
["1981-02-03",3213.7,null,null,52]
["1981-02-02",3213.62,null,null,52]
["1981-02-01",3213.6,null,null,52]
["1981-01-31",3213.52,null,null,52]
["1981-01-30",3213.4,null,null,52]
["1981-01-29",3213.3,null,null,52]
["1981-01-28",3213.14,null,null,52]
["1981-01-27",3213.08,null,null,52]
["1981-01-26",3212.95,null,null,51]
["1981-01-25",3212.85,null,null,51]
["1981-01-24",3212.7,null,null,51]
["1981-01-23",3212.54,null,null,51]
["1981-01-22",3212.38,null,null,51]
["1981-01-21",3212.3,null,null,51]
["1981-01-20",3212.22,null,null,51]
["1981-01-19",3212.14,null,null,51]
["1981-01-18",3212.1,null,null,51]
["1981-01-17",3212.1,null,null,51]
["1981-01-16",3212.1,null,null,30]
["1981-01-15",3212,null,null,12]
["1981-01-14",3211.98,null,null,12]
["1981-01-13",3211.8,null,null,11]
["1981-01-12",3211.76,null,null,258]
["1981-01-11",3212,null,null,564]
["1981-01-10",3212.32,null,null,564]
["1981-01-09",3212.68,null,null,564]
["1981-01-08",3213,null,null,564]
["1981-01-07",3213.4,null,null,568]
["1981-01-06",3213.7,null,null,568]
["1981-01-05",3214,null,null,411]
["1981-01-04",3214.1,null,null,249]
["1981-01-03",3214.1,null,null,249]
["1981-01-02",3214.1,null,null,249]
["1981-01-01",3214.06,null,null,249]
["1980-12-31",3214,null,null,652]
["1980-12-30",3214.3,null,null,1120]
["1980-12-29",3215.08,null,null,990]
["1980-12-28",3215.22,null,null,855]
["1980-12-27",3215.22,null,null,390]
["1980-12-26",3214.62,null,null,96]
["1980-12-25",3212.88,null,null,95]
["1980-12-24",3211.82,null,null,95]
["1980-12-23",3211.64,null,null,95]
["1980-12-22",3211.42,null,null,95]
["1980-12-21",3211.4,null,null,95]
["1980-12-20",3211.38,null,null,94]
["1980-12-19",3211.38,null,null,89]
["1980-12-18",3211.38,null,null,80]
["1980-12-17",3211.38,null,null,80]
["1980-12-16",3211.38,null,null,77]
["1980-12-15",3211.32,null,null,79]
["1980-12-14",3211.32,null,null,79]
["1980-12-13",3211.32,null,null,79]
["1980-12-12",3211.32,null,null,139]
["1980-12-11",3211.42,null,null,173]
["1980-12-10",3211.48,null,null,173]
["1980-12-09",3211.58,null,null,173]
["1980-12-08",3211.78,null,null,173]
["1980-12-07",3211.78,null,null,173]
["1980-12-06",3211.78,null,null,173]
["1980-12-05",3211.78,null,null,128]
["1980-12-04",3211.62,null,null,108]
["1980-12-03",3211.58,null,null,108]
["1980-12-02",3211.58,null,null,108]
["1980-12-01",3211.58,null,null,108]
["1980-11-30",3211.58,null,null,89]
["1980-11-29",3211.54,null,null,77]
["1980-11-28",3211.52,null,null,77]
["1980-11-27",3211.52,null,null,77]
["1980-11-26",3211.52,null,null,77]
["1980-11-25",3211.48,null,null,77]
["1980-11-24",3211.48,null,null,77]
["1980-11-23",3211.46,null,null,77]
["1980-11-22",3211.46,null,null,77]
["1980-11-21",3211.46,null,null,119]
["1980-11-20",3211.54,null,null,180]
["1980-11-19",3211.72,null,null,180]
["1980-11-18",3211.88,null,null,180]
["1980-11-17",3211.98,null,null,180]
["1980-11-16",3212.12,null,null,180]
["1980-11-15",3212.14,null,null,182]
["1980-11-14",3212.16,null,null,182]
["1980-11-13",3212.32,null,null,182]
["1980-11-12",3212.4,null,null,182]
["1980-11-11",3212.52,null,null,182]
["1980-11-10",3212.6,null,null,182]
["1980-11-09",3212.67,null,null,182]
["1980-11-08",3212.74,null,null,182]
["1980-11-07",3212.82,null,null,148]
["1980-11-06",3212.84,null,null,116]
["1980-11-05",3212.92,null,null,116]
["1980-11-04",3212.92,null,null,116]
["1980-11-03",3212.96,null,null,116]
["1980-11-02",3213,null,null,116]
["1980-11-01",3213.02,null,null,116]
["1980-10-31",3213.1,null,null,154]
["1980-10-30",3213.17,null,null,195]
["1980-10-29",3213.32,null,null,195]
["1980-10-28",3213.42,null,null,195]
["1980-10-27",3213.52,null,null,197]
["1980-10-26",3213.64,null,null,197]
["1980-10-25",3213.72,null,null,197]
["1980-10-24",3213.88,null,null,195]
["1980-10-23",3213.98,null,null,105]
["1980-10-22",3214,null,null,110]
["1980-10-21",3214.1,null,null,182]
["1980-10-20",3214.26,null,null,182]
["1980-10-19",3214.36,null,null,182]
["1980-10-18",3214.5,null,null,182]
["1980-10-17",3214.6,null,null,182]
["1980-10-16",3214.75,null,null,182]
["1980-10-15",3214.9,null,null,182]
["1980-10-14",3215,null,null,182]
["1980-10-13",3215.16,null,null,182]
["1980-10-12",3215.3,null,null,182]
["1980-10-11",3215.4,null,null,182]
["1980-10-10",3215.5,null,null,182]
["1980-10-09",3215.6,null,null,182]
["1980-10-08",3215.8,null,null,182]
["1980-10-07",3215.96,null,null,184]
["1980-10-06",3216.08,null,null,184]
["1980-10-05",3216.2,null,null,184]
["1980-10-04",3216.3,null,null,184]
["1980-10-03",3216.43,null,null,184]
["1980-10-02",3216.57,null,null,184]
["1980-10-01",3216.72,null,null,184]
["1980-09-30",3216.88,null,null,178]
["1980-09-29",3217.02,null,null,178]
["1980-09-28",3217.2,null,null,178]
["1980-09-27",3217.36,null,null,178]
["1980-09-26",3217.48,null,null,178]
["1980-09-25",3217.62,null,null,178]
["1980-09-24",3217.8,null,null,178]
["1980-09-23",3217.92,null,null,178]
["1980-09-22",3218.08,null,null,178]
["1980-09-21",3218.22,null,null,178]
["1980-09-20",3218.36,null,null,178]
["1980-09-19",3218.42,null,null,187]
["1980-09-18",3218.58,null,null,205]
["1980-09-17",3218.72,null,null,205]
["1980-09-16",3218.88,null,null,205]
["1980-09-15",3219,null,null,205]
["1980-09-14",3219.16,null,null,205]
["1980-09-13",3219.3,null,null,205]
["1980-09-12",3219.5,null,null,222]
["1980-09-11",3219.7,null,null,242]
["1980-09-10",3219.92,null,null,242]
["1980-09-09",3220.12,null,null,242]
["1980-09-08",3220.36,null,null,242]
["1980-09-07",3220.6,null,null,242]
["1980-09-06",3220.91,null,null,242]
["1980-09-05",3221.06,null,null,242]
["1980-09-04",3221.26,null,null,242]
["1980-09-03",3221.42,null,null,242]
["1980-09-02",3221.62,null,null,244]
["1980-09-01",3221.82,null,null,244]
["1980-08-31",3222,null,null,244]
["1980-08-30",3222.24,null,null,244]
["1980-08-29",3222.46,null,null,244]
["1980-08-28",3222.64,null,null,246]
["1980-08-27",3222.86,null,null,246]
["1980-08-26",3223.1,null,null,246]
["1980-08-25",3223.26,null,null,249]
["1980-08-24",3223.48,null,null,251]
["1980-08-23",3223.76,null,null,251]
["1980-08-22",3224.02,null,null,253]
["1980-08-21",3224.24,null,null,253]
["1980-08-20",3224.4,null,null,253]
["1980-08-19",3224.54,null,null,253]
["1980-08-18",3224.7,null,null,256]
["1980-08-17",3224.96,null,null,256]
["1980-08-16",3225.16,null,null,256]
["1980-08-15",3225.3,null,null,256]
["1980-08-14",3225.6,null,null,256]
["1980-08-13",3225.82,null,null,258]
["1980-08-12",3226.02,null,null,258]
["1980-08-11",3226.22,null,null,258]
["1980-08-10",3226.44,null,null,258]
["1980-08-09",3226.64,null,null,258]
["1980-08-08",3226.84,null,null,258]
["1980-08-07",3227.1,null,null,258]
["1980-08-06",3227.28,null,null,258]
["1980-08-05",3227.49,null,null,258]
["1980-08-04",3227.6,null,null,258]
["1980-08-03",3227.82,null,null,258]
["1980-08-02",3228.02,null,null,258]
["1980-08-01",3228.22,null,null,258]
["1980-07-31",3228.42,null,null,276]
["1980-07-30",3228.62,null,null,309]
["1980-07-29",3228.88,null,null,309]
["1980-07-28",3229.08,null,null,309]
["1980-07-27",3229.56,null,null,309]
["1980-07-26",3229.64,null,null,309]
["1980-07-25",3229.78,null,null,281]
["1980-07-24",3229.96,null,null,251]
["1980-07-23",3230.14,null,null,253]
["1980-07-22",3230.38,null,null,253]
["1980-07-21",3230.54,null,null,253]
["1980-07-20",3230.66,null,null,253]
["1980-07-19",3230.84,null,null,253]
["1980-07-18",3231,null,null,256]
["1980-07-17",3231.18,null,null,258]
["1980-07-16",3231.4,null,null,258]
["1980-07-15",3231.52,null,null,258]
["1980-07-14",3231.64,null,null,258]
["1980-07-13",3231.84,null,null,258]
["1980-07-12",3232,null,null,258]
["1980-07-11",3232.16,null,null,258]
["1980-07-10",3232.3,null,null,258]
["1980-07-09",3232.44,null,null,258]
["1980-07-08",3232.64,null,null,258]
["1980-07-07",3232.84,null,null,258]
["1980-07-06",3232.94,null,null,258]
["1980-07-05",3233.06,null,null,258]
["1980-07-04",3233.22,null,null,258]
["1980-07-03",3233.32,null,null,258]
["1980-07-02",3233.34,null,null,258]
["1980-07-01",3233.48,null,null,258]
["1980-06-30",3233.6,null,null,258]
["1980-06-29",3233.68,null,null,258]
["1980-06-28",3233.82,null,null,258]
["1980-06-27",3233.84,null,null,258]
["1980-06-26",3233.92,null,null,258]
["1980-06-25",3233.98,null,null,258]
["1980-06-24",3234.02,null,null,237]
["1980-06-23",3234.15,null,null,212]
["1980-06-22",3234.2,null,null,212]
["1980-06-21",3234.3,null,null,210]
["1980-06-20",3234.4,null,null,210]
["1980-06-19",3234.4,null,null,210]
["1980-06-18",3234.4,null,null,210]
["1980-06-17",3234.4,null,null,210]
["1980-06-16",3234.4,null,null,210]
["1980-06-15",3234.36,null,null,210]
["1980-06-14",3234.24,null,null,210]
["1980-06-13",3234.16,null,null,231]
["1980-06-12",3234.1,null,null,256]
["1980-06-11",3234.16,null,null,256]
["1980-06-10",3234.25,null,null,256]
["1980-06-09",3234.35,null,null,256]
["1980-06-08",3234.4,null,null,256]
["1980-06-07",3234.46,null,null,256]
["1980-06-06",3234.48,null,null,256]
["1980-06-05",3234.56,null,null,256]
["1980-06-04",3234.62,null,null,256]
["1980-06-03",3234.72,null,null,256]
["1980-06-02",3234.82,null,null,258]
["1980-06-01",3234.98,null,null,260]
["1980-05-31",3235.1,null,null,263]
["1980-05-30",3235.2,null,null,269]
["1980-05-29",3235.32,null,null,276]
["1980-05-28",3235.4,null,null,281]
["1980-05-27",3235.5,null,null,288]
["1980-05-26",3235.6,null,null,296]
["1980-05-25",3235.72,null,null,309]
["1980-05-24",3235.9,null,null,324]
["1980-05-23",3236.06,null,null,301]
["1980-05-22",3236.23,null,null,274]
["1980-05-21",3236.4,null,null,286]
["1980-05-20",3236.5,null,null,296]
["1980-05-19",3236.5,null,null,335]
["1980-05-18",3236.61,null,null,360]
["1980-05-17",3236.62,null,null,372]
["1980-05-16",3236.63,null,null,402]
["1980-05-15",3236.71,null,null,437]
["1980-05-14",3236.73,null,null,349]
["1980-05-13",3236.73,null,null,322]
["1980-05-12",3236.76,null,null,384]
["1980-05-11",3236.75,null,null,381]
["1980-05-10",3236.75,null,null,378]
["1980-05-09",3236.75,null,null,378]
["1980-05-08",3236.73,null,null,420]
["1980-05-07",3236.85,null,null,476]
["1980-05-06",3236.93,null,null,486]
["1980-05-05",3237.03,null,null,518]
["1980-05-04",3237.11,null,null,556]
["1980-05-03",3237.23,null,null,568]
["1980-05-02",3237.23,null,null,648]
["1980-05-01",3237.33,null,null,745]
["1980-04-30",3237.33,null,null,755]
["1980-04-29",3237.33,null,null,750]
["1980-04-28",3237.34,null,null,825]
["1980-04-27",3237.36,null,null,930]
["1980-04-26",3237.34,null,null,942]
["1980-04-25",3237.32,null,null,1030]
["1980-04-24",3237.3,null,null,1120]
["1980-04-23",3237.26,null,null,1250]
["1980-04-22",3237.34,null,null,1490]
["1980-04-21",3237.4,null,null,1470]
["1980-04-20",3237.4,null,null,1260]
["1980-04-19",3237.2,null,null,1230]
["1980-04-18",3236.92,null,null,1190]
["1980-04-17",3236.65,null,null,1160]
["1980-04-16",3236.48,null,null,1140]
["1980-04-15",3236.4,null,null,1240]
["1980-04-14",3236.38,null,null,690]
["1980-04-13",3235.92,null,null,291]
["1980-04-12",3235.6,null,null,265]
["1980-04-11",3235.4,null,null,208]
["1980-04-10",3235.12,null,null,121]
["1980-04-09",3234.78,null,null,114]
["1980-04-08",3234.5,null,null,114]
["1980-04-07",3234.28,null,null,114]
["1980-04-06",3234,null,null,112]
["1980-04-05",3233.8,null,null,112]
["1980-04-04",3233.55,null,null,160]
["1980-04-03",3233.32,null,null,212]
["1980-04-02",3233.15,null,null,212]
["1980-04-01",3232.95,null,null,210]
["1980-03-31",3232.85,null,null,210]
["1980-03-30",3232.8,null,null,210]
["1980-03-29",3232.6,null,null,210]
["1980-03-28",3232.48,null,null,249]
["1980-03-27",3232.34,null,null,293]
["1980-03-26",3232.2,null,null,195]
["1980-03-25",3231.98,null,null,140]
["1980-03-24",3231.7,null,null,140]
["1980-03-23",3231.42,null,null,140]
["1980-03-22",3231.15,null,null,140]
["1980-03-21",3230.8,null,null,140]
["1980-03-20",3230.4,null,null,140]
["1980-03-19",3230.12,null,null,139]
["1980-03-18",3229.87,null,null,139]
["1980-03-17",3229.55,null,null,139]
["1980-03-16",3229.25,null,null,139]
["1980-03-15",3228.9,null,null,139]
["1980-03-14",3228.45,null,null,139]
["1980-03-13",3228,null,null,309]
["1980-03-12",3227.55,null,null,542]
["1980-03-11",3227.28,null,null,664]
["1980-03-10",3227.1,null,null,840]
["1980-03-09",3227.05,null,null,840]
["1980-03-08",3226.95,null,null,840]
["1980-03-07",3226.75,null,null,1030]
["1980-03-06",3226.5,null,null,1100]
["1980-03-05",3226.25,null,null,1100]
["1980-03-04",3225.97,null,null,1270]
["1980-03-03",3225.77,null,null,1450]
["1980-03-02",3225.75,null,null,1450]
["1980-03-01",3225.7,null,null,1460]
["1980-02-29",3225.55,null,null,1450]
["1980-02-28",3225.05,null,null,1450]
["1980-02-27",3224,null,null,1280]
["1980-02-26",3221.55,null,null,910]
["1980-02-25",3219.65,null,null,1110]
["1980-02-24",3219.6,null,null,1120]
["1980-02-23",3219.72,null,null,1120]
["1980-02-22",3219.78,null,null,1120]
["1980-02-21",3219.65,null,null,1120]
["1980-02-20",3219.26,null,null,840]
["1980-02-19",3218.15,null,null,235]
["1980-02-18",3217,null,null,97]
["1980-02-17",3215.28,null,null,97]
["1980-02-16",3215,null,null,97]
["1980-02-15",3214.98,null,null,200]
["1980-02-14",3214.86,null,null,350]
["1980-02-13",3214.73,null,null,400]
["1980-02-12",3214.61,null,null,400]
["1980-02-11",3214.49,null,null,400]
["1980-02-10",3214.37,null,null,350]
["1980-02-09",3214.24,null,null,350]
["1980-02-08",3214.12,null,null,200]
["1980-02-07",3214,null,null,160]
["1980-02-06",3213.88,null,null,160]
["1980-02-05",3213.75,null,null,160]
["1980-02-04",3213.63,null,null,160]
["1980-02-03",3213.51,null,null,160]
["1980-02-02",3213.39,null,null,160]
["1980-02-01",3213.26,null,null,160]
["1980-01-31",3213.14,null,null,160]
["1980-01-30",3213.38,null,null,200]
["1980-01-29",3213.61,null,null,200]
["1980-01-28",3213.85,null,null,300]
["1980-01-27",3214.09,null,null,300]
["1980-01-26",3214.32,null,null,301]
["1980-01-25",3214.56,null,null,528]
["1980-01-24",3214.8,null,null,690]
["1980-01-23",3215.03,null,null,690]
["1980-01-22",3215.27,null,null,936]
["1980-01-21",3215.5,null,null,1070]
["1980-01-20",3215.74,null,null,1070]
["1980-01-19",3215.98,null,null,1070]
["1980-01-18",3216.21,null,null,1500]
["1980-01-17",3216.45,null,null,1730]
["1980-01-16",3217,null,null,1730]
["1980-01-15",3217.4,null,null,1580]
["1980-01-14",3216.85,null,null,1260]
["1980-01-13",3215.2,null,null,521]
["1980-01-12",3212.25,null,null,124]
["1980-01-11",3211.56,null,null,303]
["1980-01-10",3211.78,null,null,417]
["1980-01-09",3211.99,null,null,417]
["1980-01-08",3212.21,null,null,352]
["1980-01-07",3212.43,null,null,311]
["1980-01-06",3212.65,null,null,311]
["1980-01-05",3212.86,null,null,311]
["1980-01-04",3213.08,null,null,340]
["1980-01-03",3213.3,null,null,366]
["1980-01-02",3213.52,null,null,366]
["1980-01-01",3213.73,null,null,366]
["1979-12-31",3213.95,null,null,366]
["1979-12-30",3214.11,null,null,366]
["1979-12-29",3214.26,null,null,366]
["1979-12-28",3214.42,null,null,366]
["1979-12-27",3214.57,null,null,369]
["1979-12-26",3214.73,null,null,369]
["1979-12-25",3214.89,null,null,369]
["1979-12-24",3215.04,null,null,369]
["1979-12-23",3215.2,null,null,369]
["1979-12-22",3215.36,null,null,369]
["1979-12-21",3215.51,null,null,352]
["1979-12-20",3215.67,null,null,338]
["1979-12-19",3215.82,null,null,338]
["1979-12-18",3215.98,null,null,251]
["1979-12-17",3216.14,null,null,130]
["1979-12-16",3216.29,null,null,111]
["1979-12-15",3216.45,null,null,110]
["1979-12-14",3216.6,null,null,77]
["1979-12-13",3216.76,null,null,21]
["1979-12-12",3216.66,null,null,8]
["1979-12-11",3216.54,null,null,8.4]
["1979-12-10",3216.42,null,null,8.4]
["1979-12-09",3216.18,null,null,8.4]
["1979-12-08",3216.1,null,null,8.4]
["1979-12-07",3215.9,null,null,8.4]
["1979-12-06",3215.6,null,null,8.4]
["1979-12-05",3215.3,null,null,8.4]
["1979-12-04",3214.98,null,null,8.4]
["1979-12-03",3214.7,null,null,8]
["1979-12-02",3214.55,null,null,8]
["1979-12-01",3214.5,null,null,8]
["1979-11-30",3214.4,null,null,8]
["1979-11-29",3214.3,null,null,8]
["1979-11-28",3214.25,null,null,8]
["1979-11-27",3214.14,null,null,7.7]
["1979-11-26",3214.12,null,null,8]
["1979-11-25",3214,null,null,8]
["1979-11-24",3213.86,null,null,8.4]
["1979-11-23",3213.76,null,null,8]
["1979-11-22",3213.7,null,null,8]
["1979-11-21",3213.62,null,null,8]
["1979-11-20",3213.52,null,null,8]
["1979-11-19",3213.42,null,null,8.4]
["1979-11-18",3213.28,null,null,8]
["1979-11-17",3213.08,null,null,8.4]
["1979-11-16",3212.92,null,null,8.4]
["1979-11-15",3212.7,null,null,8]
["1979-11-14",3212.68,null,null,8]
["1979-11-13",3212.6,null,null,8.4]
["1979-11-12",3212.58,null,null,8.4]
["1979-11-11",3212.44,null,null,8.4]
["1979-11-10",3212.4,null,null,8]
["1979-11-09",3212.3,null,null,8.6999999999999993]
["1979-11-08",3212.2,null,null,8.6999999999999993]
["1979-11-07",3212.2,null,null,8.6999999999999993]
["1979-11-06",3212.06,null,null,8.6999999999999993]
["1979-11-05",3212,null,null,24]
["1979-11-04",3211.88,null,null,52]
["1979-11-03",3211.88,null,null,45]
["1979-11-02",3211.84,null,null,40]
["1979-11-01",3211.8,null,null,48]
["1979-10-31",3211.8,null,null,56]
["1979-10-30",3211.72,null,null,56]
["1979-10-29",3211.74,null,null,43]
["1979-10-28",3211.68,null,null,36]
["1979-10-27",3211.66,null,null,36]
["1979-10-26",3211.6,null,null,36]
["1979-10-25",3211.56,null,null,36]
["1979-10-24",3211.52,null,null,37]
["1979-10-23",3211.48,null,null,37]
["1979-10-22",3211.4,null,null,37]
["1979-10-21",3211.4,null,null,37]
["1979-10-20",3211.32,null,null,37]
["1979-10-19",3211.3,null,null,37]
["1979-10-18",3211.26,null,null,37]
["1979-10-17",3211.26,null,null,37]
["1979-10-16",3211.3,null,null,84]
["1979-10-15",3211.38,null,null,162]
["1979-10-14",3211.5,null,null,162]
["1979-10-13",3211.6,null,null,162]
["1979-10-12",3211.8,null,null,162]
["1979-10-11",3212,null,null,162]
["1979-10-10",3212.05,null,null,162]
["1979-10-09",3212.2,null,null,162]
["1979-10-08",3212.3,null,null,162]
["1979-10-07",3212.5,null,null,164]
["1979-10-06",3212.65,null,null,164]
["1979-10-05",3212.75,null,null,164]
["1979-10-04",3212.9,null,null,164]
["1979-10-03",3213,null,null,164]
["1979-10-02",3213.1,null,null,164]
["1979-10-01",3213.2,null,null,164]
["1979-09-30",3213.23,null,null,164]
["1979-09-29",3213.32,null,null,164]
["1979-09-28",3213.49,null,null,164]
["1979-09-27",3213.66,null,null,164]
["1979-09-26",3213.78,null,null,164]
["1979-09-25",3214.1,null,null,164]
["1979-09-24",3214.29,null,null,164]
["1979-09-23",3214.45,null,null,164]
["1979-09-22",3214.51,null,null,164]
["1979-09-21",3214.74,null,null,164]
["1979-09-20",3214.97,null,null,164]
["1979-09-19",3215.11,null,null,164]
["1979-09-18",3215.19,null,null,164]
["1979-09-17",3215.34,null,null,164]
["1979-09-16",3215.49,null,null,164]
["1979-09-15",3215.58,null,null,164]
["1979-09-14",3215.69,null,null,180]
["1979-09-13",3215.87,null,null,187]
["1979-09-12",3215.99,null,null,187]
["1979-09-11",3216.14,null,null,210]
["1979-09-10",3216.33,null,null,240]
["1979-09-09",3216.52,null,null,240]
["1979-09-08",3216.75,null,null,240]
["1979-09-07",3216.95,null,null,237]
["1979-09-06",3217.2,null,null,233]
["1979-09-05",3217.37,null,null,233]
["1979-09-04",3217.54,null,null,233]
["1979-09-03",3217.79,null,null,233]
["1979-09-02",3217.93,null,null,233]
["1979-09-01",3218.23,null,null,233]
["1979-08-31",3218.35,null,null,233]
["1979-08-30",3218.47,null,null,233]
["1979-08-29",3218.66,null,null,235]
["1979-08-28",3218.86,null,null,235]
["1979-08-27",3219.06,null,null,235]
["1979-08-26",3219.25,null,null,235]
["1979-08-25",3219.45,null,null,235]
["1979-08-24",3219.64,null,null,235]
["1979-08-23",3219.84,null,null,235]
["1979-08-22",3220.03,null,null,235]
["1979-08-21",3220.24,null,null,235]
["1979-08-20",3220.43,null,null,267]
["1979-08-19",3220.7,null,null,286]
["1979-08-18",3221.01,null,null,286]
["1979-08-17",3221.2,null,null,286]
["1979-08-16",3221.39,null,null,286]
["1979-08-15",3221.65,null,null,288]
["1979-08-14",3221.85,null,null,288]
["1979-08-13",3222.07,null,null,288]
["1979-08-12",3222.35,null,null,288]
["1979-08-11",3222.6,null,null,288]
["1979-08-10",3222.83,null,null,288]
["1979-08-09",3223.05,null,null,288]
["1979-08-08",3223.27,null,null,288]
["1979-08-07",3223.47,null,null,306]
["1979-08-06",3223.85,null,null,316]
["1979-08-05",3224.1,null,null,316]
["1979-08-04",3224.27,null,null,316]
["1979-08-03",3224.55,null,null,319]
["1979-08-02",3224.85,null,null,319]
["1979-08-01",3225.12,null,null,319]
["1979-07-31",3225.33,null,null,319]
["1979-07-30",3225.64,null,null,316]
["1979-07-29",3225.85,null,null,319]
["1979-07-28",3226.07,null,null,322]
["1979-07-27",3226.35,null,null,322]
["1979-07-26",3226.64,null,null,322]
["1979-07-25",3226.87,null,null,346]
["1979-07-24",3227.05,null,null,375]
["1979-07-23",3227.45,null,null,375]
["1979-07-22",3227.74,null,null,378]
["1979-07-21",3228.07,null,null,378]
["1979-07-20",3228.4,null,null,354]
["1979-07-19",3228.68,null,null,319]
["1979-07-18",3228.97,null,null,319]
["1979-07-17",3229.12,null,null,322]
["1979-07-16",3229.32,null,null,322]
["1979-07-15",3229.54,null,null,322]
["1979-07-14",3229.8,null,null,324]
["1979-07-13",3229.98,null,null,293]
["1979-07-12",3230.12,null,null,251]
["1979-07-11",3230.32,null,null,253]
["1979-07-10",3230.48,null,null,253]
["1979-07-09",3230.62,null,null,253]
["1979-07-08",3230.8,null,null,253]
["1979-07-07",3230.98,null,null,256]
["1979-07-06",3231.16,null,null,256]
["1979-07-05",3231.3,null,null,256]
["1979-07-04",3231.46,null,null,256]
["1979-07-03",3231.58,null,null,258]
["1979-07-02",3231.68,null,null,258]
["1979-07-01",3231.84,null,null,258]
["1979-06-30",3232.04,null,null,279]
["1979-06-29",3232.25,null,null,286]
["1979-06-28",3232.45,null,null,286]
["1979-06-27",3232.6,null,null,286]
["1979-06-26",3232.78,null,null,286]
["1979-06-25",3232.9,null,null,286]
["1979-06-24",3233.02,null,null,288]
["1979-06-23",3233.2,null,null,288]
["1979-06-22",3233.35,null,null,288]
["1979-06-21",3233.54,null,null,288]
["1979-06-20",3233.62,null,null,288]
["1979-06-19",3233.75,null,null,288]
["1979-06-18",3233.92,null,null,309]
["1979-06-17",3234.04,null,null,332]
["1979-06-16",3234.2,null,null,332]
["1979-06-15",3234.4,null,null,332]
["1979-06-14",3234.58,null,null,332]
["1979-06-13",3234.8,null,null,332]
["1979-06-12",3235.02,null,null,309]
["1979-06-11",3235.2,null,null,298]
["1979-06-10",3235.4,null,null,306]
["1979-06-09",3235.54,null,null,316]
["1979-06-08",3235.6,null,null,324]
["1979-06-07",3235.78,null,null,322]
["1979-06-06",3236,null,null,319]
["1979-06-05",3236.2,null,null,335]
["1979-06-04",3236.38,null,null,352]
["1979-06-03",3236.5,null,null,369]
["1979-06-02",3236.6,null,null,384]
["1979-06-01",3236.66,null,null,381]
["1979-05-31",3236.7,null,null,369]
["1979-05-30",3236.8,null,null,384]
["1979-05-29",3236.9,null,null,396]
["1979-05-28",3237.2,null,null,411]
["1979-05-27",3237.15,null,null,427]
["1979-05-26",3237.28,null,null,441]
["1979-05-25",3237.3,null,null,441]
["1979-05-24",3237.28,null,null,486]
["1979-05-23",3237.36,null,null,390]
["1979-05-22",3237.35,null,null,451]
["1979-05-21",3237.4,null,null,640]
["1979-05-20",3237.52,null,null,720]
["1979-05-19",3237.6,null,null,740]
["1979-05-18",3237.68,null,null,825]
["1979-05-17",3237.78,null,null,890]
["1979-05-16",3237.84,null,null,936]
["1979-05-15",3237.97,null,null,966]
["1979-05-14",3237.96,null,null,1090]
["1979-05-13",3238.1,null,null,1180]
["1979-05-12",3238.2,null,null,1200]
["1979-05-11",3238.2,null,null,1660]
["1979-05-10",3238.55,null,null,1970]
["1979-05-09",3238.7,null,null,2000]
["1979-05-08",3238.56,null,null,1960]
["1979-05-07",3238.32,null,null,1880]
["1979-05-06",3237.92,null,null,1790]
["1979-05-05",3237.02,null,null,1680]
["1979-05-04",3236.72,null,null,1670]
["1979-05-03",3236.75,null,null,1680]
["1979-05-02",3236.62,null,null,1670]
["1979-05-01",3236.4,null,null,1630]
["1979-04-30",3236.18,null,null,1610]
["1979-04-29",3236.1,null,null,1600]
["1979-04-28",3236.1,null,null,1590]
["1979-04-27",3235.98,null,null,1280]
["1979-04-26",3235.75,null,null,960]
["1979-04-25",3235.6,null,null,865]
["1979-04-24",3235.38,null,null,644]
["1979-04-23",3234.88,null,null,508]
["1979-04-22",3234.48,null,null,508]
["1979-04-21",3234.2,null,null,508]
["1979-04-20",3234,null,null,805]
["1979-04-19",3234.02,null,null,1180]
["1979-04-18",3234.08,null,null,1030]
["1979-04-17",3233.92,null,null,715]
["1979-04-16",3233.42,null,null,925]
["1979-04-15",3233.4,null,null,1310]
["1979-04-14",3233.45,null,null,1310]
["1979-04-13",3233.45,null,null,1310]
["1979-04-12",3233.45,null,null,1490]
["1979-04-11",3233.75,null,null,1720]
["1979-04-10",3234,null,null,1720]
["1979-04-09",3234.2,null,null,1460]
["1979-04-08",3233.98,null,null,1170]
["1979-04-07",3233.55,null,null,1160]
["1979-04-06",3233,null,null,1010]
["1979-04-05",3232.6,null,null,860]
["1979-04-04",3232.4,null,null,860]
["1979-04-03",3232.38,null,null,860]
["1979-04-02",3232.4,null,null,1320]
["1979-04-01",3232.75,null,null,1830]
["1979-03-31",3233.36,null,null,1910]
["1979-03-30",3233.62,null,null,1990]
["1979-03-29",3233.6,null,null,1990]
["1979-03-28",3233.2,null,null,1780]
["1979-03-27",3232.5,null,null,1500]
["1979-03-26",3231.78,null,null,1430]
["1979-03-25",3231.3,null,null,1430]
["1979-03-24",3230.68,null,null,1420]
["1979-03-23",3230.42,null,null,1360]
["1979-03-22",3230.22,null,null,1270]
["1979-03-21",3229.95,null,null,1270]
["1979-03-20",3229.65,null,null,1540]
["1979-03-19",3229.85,null,null,1950]
["1979-03-18",3230.2,null,null,1950]
["1979-03-17",3230.2,null,null,1950]
["1979-03-16",3230,null,null,1950]
["1979-03-15",3229.68,null,null,1950]
["1979-03-14",3229.6,null,null,1270]
["1979-03-13",3229.12,null,null,845]
["1979-03-12",3228.2,null,null,1370]
["1979-03-11",3227.85,null,null,1900]
["1979-03-10",3228.24,null,null,1940]
["1979-03-09",3228.6,null,null,996]
["1979-03-08",3227.98,null,null,2890]
["1979-03-07",3228,null,null,3120]
["1979-03-06",3227.18,null,null,2260]
["1979-03-05",3225.32,null,null,895]
["1979-03-04",3222.55,null,null,375]
["1979-03-03",3222.33,null,null,372]
["1979-03-02",3222.37,null,null,414]
["1979-03-01",3222.45,null,null,399]
["1979-02-28",3222.45,null,null,256]
["1979-02-27",3222.31,null,null,319]
["1979-02-26",3222.05,null,null,314]
["1979-02-25",3222.03,null,null,319]
["1979-02-24",3222.05,null,null,311]
["1979-02-23",3222.15,null,null,486]
["1979-02-22",3222.42,null,null,624]
["1979-02-21",3222.86,null,null,628]
["1979-02-20",3223.08,null,null,458]
["1979-02-19",3223.16,null,null,1060]
["1979-02-18",3223.65,null,null,1630]
["1979-02-17",3224.5,null,null,1940]
["1979-02-16",3225.42,null,null,2690]
["1979-02-15",3226.72,null,null,3140]
["1979-02-14",3228.02,null,null,3140]
["1979-02-13",3226.85,null,null,2430]
["1979-02-12",3223.64,null,null,948]
["1979-02-11",3219.4,null,null,399]
["1979-02-10",3216.18,null,null,393]
["1979-02-09",3213.92,null,null,393]
["1979-02-08",3212.4,null,null,227]
["1979-02-07",3212.22,null,null,67]
["1979-02-06",3212.03,null,null,67]
["1979-02-05",3211.85,null,null,67]
["1979-02-04",3211.67,null,null,63]
["1979-02-03",3211.48,null,null,67]
["1979-02-02",3211.3,null,null,84]
["1979-02-01",3211.11,null,null,95]
["1979-01-31",3210.93,null,null,133]
["1979-01-30",3210.99,null,null,157]
["1979-01-29",3211.05,null,null,155]
["1979-01-28",3211.11,null,null,155]
["1979-01-27",3211.17,null,null,157]
["1979-01-26",3211.22,null,null,160]
["1979-01-25",3211.28,null,null,250]
["1979-01-24",3211.34,null,null,360]
["1979-01-23",3211.4,null,null,390]
["1979-01-22",3211.46,null,null,390]
["1979-01-21",3211.82,null,null,510]
["1979-01-20",3211.88,null,null,710]
["1979-01-19",3212,null,null,980]
["1979-01-18",3212.38,null,null,910]
["1979-01-17",3212.9,null,null,860]
["1979-01-16",3213.46,null,null,800]
["1979-01-15",3213.92,null,null,740]
["1979-01-14",3214.14,null,null,400]
["1979-01-13",3214.08,null,null,220]
["1979-01-12",3213.5,null,null,120]
["1979-01-11",3213.31,null,null,70]
["1979-01-10",3213.13,null,null,69]
["1979-01-09",3212.94,null,null,69]
["1979-01-08",3212.75,null,null,69]
["1979-01-07",3212.56,null,null,68]
["1979-01-06",3212.38,null,null,68]
["1979-01-05",3212.19,null,null,68]
["1979-01-04",3212,null,null,68]
["1979-01-03",3211.81,null,null,68]
["1979-01-02",3211.63,null,null,67]
["1979-01-01",3211.44,null,null,67]
["1978-12-31",3211.25,null,null,67]
["1978-12-30",3211.24,null,null,67]
["1978-12-29",3211.23,null,null,67]
["1978-12-28",3211.22,null,null,67]
["1978-12-27",3211.21,null,null,67]
["1978-12-26",3211.2,null,null,67]
["1978-12-25",3211.19,null,null,67]
["1978-12-24",3211.18,null,null,67]
["1978-12-23",3211.17,null,null,67]
["1978-12-22",3211.16,null,null,85]
["1978-12-21",3211.16,null,null,112]
["1978-12-20",3211.16,null,null,112]
["1978-12-19",3211.16,null,null,112]
["1978-12-18",3211.24,null,null,112]
["1978-12-17",3211.26,null,null,112]
["1978-12-16",3211.26,null,null,112]
["1978-12-15",3211.26,null,null,92]
["1978-12-14",3211.24,null,null,65]
["1978-12-13",3211.22,null,null,65]
["1978-12-12",3211.2,null,null,65]
["1978-12-11",3211.18,null,null,65]
["1978-12-10",3211.1,null,null,65]
["1978-12-09",3211.03,null,null,65]
["1978-12-08",3211.03,null,null,78]
["1978-12-07",3211.03,null,null,96]
["1978-12-06",3211.03,null,null,96]
["1978-12-05",3211.02,null,null,96]
["1978-12-04",3211.02,null,null,206]
["1978-12-03",3211.09,null,null,276]
["1978-12-02",3211.25,null,null,279]
["1978-12-01",3211.38,null,null,283]
["1978-11-30",3211.56,null,null,628]
["1978-11-29",3212.08,null,null,616]
["1978-11-28",3212.48,null,null,298]
["1978-11-27",3212.58,null,null,214]
["1978-11-26",3212.56,null,null,119]
["1978-11-25",3212.56,null,null,119]
["1978-11-24",3212.7,null,null,119]
["1978-11-23",3212.73,null,null,119]
["1978-11-22",3212.77,null,null,119]
["1978-11-21",3212.81,null,null,119]
["1978-11-20",3212.85,null,null,121]
["1978-11-19",3212.9,null,null,119]
["1978-11-18",3212.9,null,null,118]
["1978-11-17",3212.95,null,null,112]
["1978-11-16",3213.02,null,null,122]
["1978-11-15",3213.05,null,null,122]
["1978-11-14",3213.1,null,null,83]
["1978-11-13",3213.1,null,null,95]
["1978-11-12",3213.19,null,null,119]
["1978-11-11",3213.25,null,null,119]
["1978-11-10",3213.35,null,null,118]
["1978-11-09",3213.39,null,null,105]
["1978-11-08",3213.43,null,null,98]
["1978-11-07",3213.45,null,null,98]
["1978-11-06",3213.47,null,null,96]
["1978-11-05",3213.53,null,null,97]
["1978-11-04",3213.55,null,null,96]
["1978-11-03",3213.59,null,null,97]
["1978-11-02",3213.63,null,null,97]
["1978-11-01",3213.65,null,null,97]
["1978-10-31",3213.65,null,null,128]
["1978-10-30",3213.74,null,null,164]
["1978-10-29",3213.86,null,null,164]
["1978-10-28",3213.96,null,null,164]
["1978-10-27",3214.06,null,null,191]
["1978-10-26",3214.04,null,null,210]
["1978-10-25",3214.43,null,null,208]
["1978-10-24",3214.58,null,null,210]
["1978-10-23",3214.78,null,null,210]
["1978-10-22",3214.88,null,null,210]
["1978-10-21",3215.04,null,null,208]
["1978-10-20",3215.21,null,null,189]
["1978-10-19",3215.3,null,null,180]
["1978-10-18",3215.42,null,null,182]
["1978-10-17",3215.5,null,null,180]
["1978-10-16",3215.6,null,null,182]
["1978-10-15",3215.65,null,null,180]
["1978-10-14",3215.76,null,null,182]
["1978-10-13",3215.91,null,null,180]
["1978-10-12",3216.03,null,null,167]
["1978-10-11",3216.16,null,null,180]
["1978-10-10",3216.29,null,null,180]
["1978-10-09",3216.39,null,null,180]
["1978-10-08",3216.5,null,null,180]
["1978-10-07",3216.59,null,null,180]
["1978-10-06",3216.69,null,null,178]
["1978-10-05",3216.79,null,null,178]
["1978-10-04",3216.91,null,null,178]
["1978-10-03",3217.02,null,null,178]
["1978-10-02",3217.19,null,null,178]
["1978-10-01",3217.29,null,null,178]
["1978-09-30",3217.4,null,null,178]
["1978-09-29",3217.54,null,null,178]
["1978-09-28",3217.8,null,null,178]
["1978-09-27",3217.84,null,null,178]
["1978-09-26",3217.96,null,null,178]
["1978-09-25",3218.09,null,null,178]
["1978-09-24",3218.2,null,null,178]
["1978-09-23",3218.27,null,null,178]
["1978-09-22",3218.31,null,null,195]
["1978-09-21",3218.43,null,null,206]
["1978-09-20",3218.57,null,null,206]
["1978-09-19",3218.7,null,null,206]
["1978-09-18",3218.84,null,null,206]
["1978-09-17",3219,null,null,206]
["1978-09-16",3219.16,null,null,206]
["1978-09-15",3219.31,null,null,206]
["1978-09-14",3219.46,null,null,206]
["1978-09-13",3219.57,null,null,206]
["1978-09-12",3219.71,null,null,206]
["1978-09-11",3219.86,null,null,206]
["1978-09-10",3219.98,null,null,206]
["1978-09-09",3220.14,null,null,206]
["1978-09-08",3220.36,null,null,218]
["1978-09-07",3220.49,null,null,229]
["1978-09-06",3220.75,null,null,229]
["1978-09-05",3221,null,null,229]
["1978-09-04",3222.25,null,null,229]
["1978-09-03",3222.58,null,null,231]
["1978-09-02",3222.38,null,null,231]
["1978-09-01",3222.22,null,null,231]
["1978-08-31",3222.08,null,null,231]
["1978-08-30",3221.9,null,null,231]
["1978-08-29",3222.1,null,null,231]
["1978-08-28",3222.3,null,null,231]
["1978-08-27",3222.48,null,null,231]
["1978-08-26",3222.63,null,null,231]
["1978-08-25",3222.8,null,null,231]
["1978-08-24",3222.97,null,null,233]
["1978-08-23",3223.15,null,null,233]
["1978-08-22",3223.3,null,null,233]
["1978-08-21",3223.53,null,null,233]
["1978-08-20",3223.75,null,null,233]
["1978-08-19",3223.93,null,null,233]
["1978-08-18",3224.1,null,null,244]
["1978-08-17",3224.23,null,null,258]
["1978-08-16",3224.44,null,null,260]
["1978-08-15",3224.7,null,null,260]
["1978-08-14",3224.86,null,null,260]
["1978-08-13",3225.04,null,null,260]
["1978-08-12",3225.25,null,null,260]
["1978-08-11",3225.5,null,null,260]
["1978-08-10",3225.9,null,null,260]
["1978-08-09",3225.96,null,null,263]
["1978-08-08",3226.18,null,null,263]
["1978-08-07",3226.37,null,null,263]
["1978-08-06",3226.54,null,null,263]
["1978-08-05",3226.8,null,null,263]
["1978-08-04",3227,null,null,263]
["1978-08-03",3227.23,null,null,263]
["1978-08-02",3227.34,null,null,263]
["1978-08-01",3227.58,null,null,265]
["1978-07-31",3227.76,null,null,265]
["1978-07-30",3227.98,null,null,265]
["1978-07-29",3228.17,null,null,265]
["1978-07-28",3228.36,null,null,267]
["1978-07-27",3228.54,null,null,267]
["1978-07-26",3228.7,null,null,267]
["1978-07-25",3228.92,null,null,267]
["1978-07-24",3229.14,null,null,298]
["1978-07-23",3229.39,null,null,314]
["1978-07-22",3229.6,null,null,314]
["1978-07-21",3229.8,null,null,314]
["1978-07-20",3230,null,null,316]
["1978-07-19",3230.2,null,null,316]
["1978-07-18",3230.2,null,null,316]
["1978-07-17",3230.54,null,null,260]
["1978-07-16",3230.64,null,null,224]
["1978-07-15",3230.79,null,null,224]
["1978-07-14",3230.93,null,null,224]
["1978-07-13",3231.05,null,null,226]
["1978-07-12",3231.14,null,null,226]
["1978-07-11",3231.22,null,null,227]
["1978-07-10",3231.34,null,null,227]
["1978-07-09",3231.42,null,null,229]
["1978-07-08",3231.53,null,null,229]
["1978-07-07",3231.6,null,null,229]
["1978-07-06",3231.7,null,null,231]
["1978-07-05",3231.76,null,null,231]
["1978-07-04",3231.85,null,null,233]
["1978-07-03",3231.92,null,null,233]
["1978-07-02",3232.02,null,null,233]
["1978-07-01",3232.15,null,null,235]
["1978-06-30",3232.2,null,null,235]
["1978-06-29",3232.27,null,null,235]
["1978-06-28",3232.37,null,null,235]
["1978-06-27",3232.47,null,null,235]
["1978-06-26",3232.56,null,null,235]
["1978-06-25",3232.63,null,null,237]
["1978-06-24",3232.72,null,null,237]
["1978-06-23",3232.71,null,null,237]
["1978-06-22",3232.87,null,null,237]
["1978-06-21",3232.94,null,null,235]
["1978-06-20",3233.23,null,null,237]
["1978-06-19",3233.25,null,null,237]
["1978-06-18",3233.53,null,null,237]
["1978-06-17",3233.51,null,null,235]
["1978-06-16",3233.54,null,null,235]
["1978-06-15",3233.58,null,null,235]
["1978-06-14",3233.67,null,null,235]
["1978-06-13",3233.82,null,null,235]
["1978-06-12",3233.92,null,null,235]
["1978-06-11",3234,null,null,233]
["1978-06-10",3234.35,null,null,233]
["1978-06-09",3234.14,null,null,242]
["1978-06-08",3234.29,null,null,246]
["1978-06-07",3234.42,null,null,244]
["1978-06-06",3234.52,null,null,244]
["1978-06-05",3234.59,null,null,244]
["1978-06-04",3234.68,null,null,242]
["1978-06-03",3234.75,null,null,242]
["1978-06-02",3234.78,null,null,251]
["1978-06-01",3234.86,null,null,258]
["1978-05-31",3234.86,null,null,274]
["1978-05-30",3234.94,null,null,298]
["1978-05-29",3234.99,null,null,298]
["1978-05-28",3234.99,null,null,301]
["1978-05-27",3234.98,null,null,301]
["1978-05-26",3234.98,null,null,301]
["1978-05-25",3235,null,null,298]
["1978-05-24",3234.97,null,null,237]
["1978-05-23",3234.95,null,null,490]
["1978-05-22",3234.79,null,null,560]
["1978-05-21",3235.55,null,null,572]
["1978-05-20",3235.98,null,null,580]
["1978-05-19",3235.48,null,null,588]
["1978-05-18",3235.57,null,null,596]
["1978-05-17",3235.58,null,null,600]
["1978-05-16",3235.59,null,null,539]
["1978-05-15",3235.51,null,null,393]
["1978-05-14",3235.42,null,null,301]
["1978-05-13",3235.3,null,null,286]
["1978-05-12",3235.11,null,null,281]
["1978-05-11",3234.94,null,null,272]
["1978-05-10",3234.73,null,null,267]
["1978-05-09",3234.53,null,null,750]
["1978-05-08",3234.73,null,null,1150]
["1978-05-07",3235.1,null,null,1170]
["1978-05-06",3235.44,null,null,1200]
["1978-05-05",3235.91,null,null,1350]
["1978-05-04",3236.3,null,null,1470]
["1978-05-03",3236.56,null,null,1530]
["1978-05-02",3236.98,null,null,1590]
["1978-05-01",3237.37,null,null,1630]
["1978-04-30",3237.61,null,null,1670]
["1978-04-29",3237.77,null,null,1690]
["1978-04-28",3237.73,null,null,1560]
["1978-04-27",3237.3,null,null,1380]
["1978-04-26",3236.01,null,null,895]
["1978-04-25",3235.11,null,null,430]
["1978-04-24",3235.01,null,null,535]
["1978-04-23",3235.11,null,null,668]
["1978-04-22",3235.31,null,null,676]
["1978-04-21",3235.33,null,null,680]
["1978-04-20",3235.43,null,null,690]
["1978-04-19",3235.45,null,null,690]
["1978-04-18",3235.38,null,null,695]
["1978-04-17",3235.31,null,null,690]
["1978-04-16",3235.33,null,null,690]
["1978-04-15",3235.37,null,null,685]
["1978-04-14",3235.4,null,null,680]
["1978-04-13",3235.34,null,null,830]
["1978-04-12",3235.38,null,null,936]
["1978-04-11",3235.35,null,null,845]
["1978-04-10",3235.44,null,null,664]
["1978-04-09",3235.22,null,null,584]
["1978-04-08",3234.96,null,null,572]
["1978-04-07",3234.61,null,null,705]
["1978-04-06",3234.28,null,null,936]
["1978-04-05",3234.1,null,null,1390]
["1978-04-04",3234.21,null,null,1820]
["1978-04-03",3234.38,null,null,1940]
["1978-04-02",3234.38,null,null,1880]
["1978-04-01",3234,null,null,1870]
["1978-03-31",3233.6,null,null,1760]
["1978-03-30",3233.34,null,null,1550]
["1978-03-29",3233.06,null,null,1420]
["1978-03-28",3232.66,null,null,1240]
["1978-03-27",3232.23,null,null,1170]
["1978-03-26",3231.6,null,null,1230]
["1978-03-25",3231.02,null,null,1580]
["1978-03-24",3230.57,null,null,1610]
["1978-03-23",3229.96,null,null,870]
["1978-03-22",3228.86,null,null,549]
["1978-03-21",3227.56,null,null,546]
["1978-03-20",3226.38,null,null,542]
["1978-03-19",3225.15,null,null,542]
["1978-03-18",3223.98,null,null,539]
["1978-03-17",3222.99,null,null,539]
["1978-03-16",3222.99,null,null,539]
["1978-03-15",3222.71,null,null,740]
["1978-03-14",3222.64,null,null,1390]
["1978-03-13",3222.95,null,null,1810]
["1978-03-12",3223.21,null,null,1810]
["1978-03-11",3223.33,null,null,1810]
["1978-03-10",3223.41,null,null,1480]
["1978-03-09",3222.49,null,null,960]
["1978-03-08",3220.24,null,null,745]
["1978-03-07",3219.21,null,null,740]
["1978-03-06",3218.87,null,null,656]
["1978-03-05",3218.23,null,null,564]
["1978-03-04",3217.94,null,null,564]
["1978-03-03",3217.91,null,null,455]
["1978-03-02",3217.65,null,null,381]
["1978-03-01",3217.46,null,null,381]
["1978-02-28",3217.17,null,null,316]
["1978-02-27",3216.67,null,null,246]
["1978-02-26",3215.96,null,null,246]
["1978-02-25",3216.01,null,null,246]
["1978-02-24",3214.16,null,null,246]
["1978-02-23",3213.5,null,null,244]
["1978-02-22",3212.82,null,null,244]
["1978-02-21",3212.16,null,null,244]
["1978-02-20",3211.68,null,null,244]
["1978-02-19",3211.44,null,null,244]
["1978-02-18",3211.36,null,null,244]
["1978-02-17",3211.28,null,null,369]
["1978-02-16",3211.36,null,null,514]
["1978-02-15",3211.49,null,null,518]
["1978-02-14",3211.51,null,null,518]
["1978-02-13",3211.52,null,null,518]
["1978-02-12",3211.53,null,null,518]
["1978-02-11",3211.54,null,null,1050]
["1978-02-10",3212.12,null,null,1600]
["1978-02-09",3212.79,null,null,1600]
["1978-02-08",3213.38,null,null,1610]
["1978-02-07",3213.73,null,null,1320]
["1978-02-06",3213.73,null,null,685]
["1978-02-05",3213.18,null,null,375]
["1978-02-04",3212.45,null,null,375]
["1978-02-03",3211.32,null,null,372]
["1978-02-02",3211.03,null,null,372]
["1978-02-01",3211.07,null,null,372]
["1978-01-31",3210.98,null,null,372]
["1978-01-30",3211.07,null,null,372]
["1978-01-29",3211.07,null,null,372]
["1978-01-28",3211.07,null,null,372]
["1978-01-27",3211.07,null,null,301]
["1978-01-26",3210.93,null,null,249]
["1978-01-25",3210.7,null,null,309]
["1978-01-24",3210.58,null,null,672]
["1978-01-23",3210.83,null,null,1020]
["1978-01-22",3211.16,null,null,1190]
["1978-01-21",3211.58,null,null,1190]
["1978-01-20",3211.57,null,null,1150]
["1978-01-19",3211.53,null,null,765]
["1978-01-18",3211.19,null,null,298]
["1978-01-17",3210.23,null,null,105]
["1978-01-16",3208.55,null,null,60]
["1978-01-15",3206.71,null,null,57]
["1978-01-14",3204.43,null,null,57]
["1978-01-13",3203.51,null,null,56]
["1978-01-12",3202.84,null,null,56]
["1978-01-11",3202.03,null,null,51]
["1978-01-10",3200.63,null,null,48]
["1978-01-09",3199.42,null,null,48]
["1978-01-08",3199.05,null,null,48]
["1978-01-07",3198.77,null,null,48]
["1978-01-06",3198.54,null,null,48]
["1978-01-05",3197.99,null,null,47]
["1978-01-04",3197.94,null,null,47]
["1978-01-03",3197.73,null,null,47]
["1978-01-02",3197.53,null,null,47]
["1978-01-01",3197.46,null,null,47]
["1977-12-31",3197.34,null,null,47]
["1977-12-30",3197.02,null,null,47]
["1977-12-29",3196.8,null,null,47]
["1977-12-28",3196.51,null,null,47]
["1977-12-27",3196.21,null,null,47]
["1977-12-26",3195.9,null,null,47]
["1977-12-25",3195.53,null,null,47]
["1977-12-24",3195.17,null,null,47]
["1977-12-23",3194.76,null,null,47]
["1977-12-22",3194.39,null,null,47]
["1977-12-21",3194.12,null,null,47]
["1977-12-20",3194.25,null,null,47]
["1977-12-19",3194.11,null,null,32]
["1977-12-18",3193.75,null,null,24]
["1977-12-17",3192.93,null,null,24]
["1977-12-16",3192,null,null,23]
["1977-12-15",3189.5,null,null,23]
["1977-12-14",3184.95,null,null,22]
["1977-12-13",3183.51,null,null,22]
["1977-12-12",3183.35,null,null,22]
["1977-12-11",3183.23,null,null,22]
["1977-12-10",3183.07,null,null,22]
["1977-12-09",3182.95,null,null,22]
["1977-12-08",3182.75,null,null,22]
["1977-12-07",3182.55,null,null,22]
["1977-12-06",3182.36,null,null,22]
["1977-12-05",3182.11,null,null,22]
["1977-12-04",3181.85,null,null,22]
["1977-12-03",3181.16,null,null,22]
["1977-12-02",3181.1,null,null,22]
["1977-12-01",3180.9,null,null,22]
["1977-11-30",3180.6,null,null,22]
["1977-11-29",3180.25,null,null,22]
["1977-11-28",3179.97,null,null,22]
["1977-11-27",3179.43,null,null,22]
["1977-11-26",3178.92,null,null,22]
["1977-11-25",3178.59,null,null,22]
["1977-11-24",3178.45,null,null,22]
["1977-11-23",3178.32,null,null,22]
["1977-11-22",3178.23,null,null,22]
["1977-11-21",3178.19,null,null,22]
["1977-11-20",3178.15,null,null,21]
["1977-11-19",3178.15,null,null,21]
["1977-11-18",3178.12,null,null,20]
["1977-11-17",3178.08,null,null,26]
["1977-11-16",3178.03,null,null,26]
["1977-11-15",3178,null,null,26]
["1977-11-14",3177.95,null,null,26]
["1977-11-13",3177.92,null,null,26]
["1977-11-12",3177.85,null,null,26]
["1977-11-11",3177.83,null,null,26]
["1977-11-10",3177.79,null,null,26]
["1977-11-09",3177.75,null,null,26]
["1977-11-08",3177.7,null,null,26]
["1977-11-07",3177.65,null,null,26]
["1977-11-06",3177.6,null,null,26]
["1977-11-05",3177.55,null,null,26]
["1977-11-04",3177.55,null,null,26]
["1977-11-03",3177.45,null,null,26]
["1977-11-02",3177.43,null,null,26]
["1977-11-01",3177.42,null,null,38]
["1977-10-31",3177.4,null,null,61]
["1977-10-30",3177.4,null,null,60]
["1977-10-29",3177.41,null,null,60]
["1977-10-28",3177.41,null,null,60]
["1977-10-27",3177.41,null,null,60]
["1977-10-26",3177.41,null,null,60]
["1977-10-25",3177.42,null,null,60]
["1977-10-24",3177.42,null,null,60]
["1977-10-23",3177.42,null,null,60]
["1977-10-22",3177.42,null,null,60]
["1977-10-21",3177.43,null,null,60]
["1977-10-20",3177.43,null,null,60]
["1977-10-19",3177.43,null,null,60]
["1977-10-18",3177.43,null,null,60]
["1977-10-17",3177.44,null,null,60]
["1977-10-16",3177.44,null,null,60]
["1977-10-15",3177.44,null,null,60]
["1977-10-14",3177.43,null,null,61]
["1977-10-13",3177.52,null,null,60]
["1977-10-12",3177.58,null,null,60]
["1977-10-11",3177.61,null,null,60]
["1977-10-10",3177.65,null,null,60]
["1977-10-09",3177.66,null,null,60]
["1977-10-08",3177.82,null,null,60]
["1977-10-07",3177.85,null,null,60]
["1977-10-06",3177.78,null,null,60]
["1977-10-05",3177.77,null,null,60]
["1977-10-04",3177.83,null,null,60]
["1977-10-03",3177.83,null,null,60]
["1977-10-02",3177.86,null,null,62]
["1977-10-01",3177.91,null,null,68]
["1977-09-30",3178,null,null,66]
["1977-09-29",3178.06,null,null,85]
["1977-09-28",3178.15,null,null,110]
["1977-09-27",3178.24,null,null,140]
["1977-09-26",3178.41,null,null,151]
["1977-09-25",3178.7,null,null,152]
["1977-09-24",3178.9,null,null,162]
["1977-09-23",3179.14,null,null,174]
["1977-09-22",3179.42,null,null,208]
["1977-09-21",3179.72,null,null,231]
["1977-09-20",3180.02,null,null,227]
["1977-09-19",3180.3,null,null,220]
["1977-09-18",3180.55,null,null,240]
["1977-09-17",3180.88,null,null,242]
["1977-09-16",3181.22,null,null,242]
["1977-09-15",3181.55,null,null,244]
["1977-09-14",3182,null,null,244]
["1977-09-13",3182.5,null,null,244]
["1977-09-12",3182.78,null,null,229]
["1977-09-11",3183.1,null,null,218]
["1977-09-10",3183.34,null,null,218]
["1977-09-09",3183.65,null,null,218]
["1977-09-08",3183.9,null,null,218]
["1977-09-07",3184,null,null,218]
["1977-09-06",3184.46,null,null,218]
["1977-09-05",3184.8,null,null,220]
["1977-09-04",3185.17,null,null,220]
["1977-09-03",3185.24,null,null,220]
["1977-09-02",3185.66,null,null,251]
["1977-09-01",3185.98,null,null,244]
["1977-08-31",3186.16,null,null,244]
["1977-08-30",3186.6,null,null,256]
["1977-08-29",3186.9,null,null,272]
["1977-08-28",3187.3,null,null,274]
["1977-08-27",3187.66,null,null,279]
["1977-08-26",3188.11,null,null,286]
["1977-08-25",3188.32,null,null,298]
["1977-08-24",3188.82,null,null,298]
["1977-08-23",3189.17,null,null,298]
["1977-08-22",3189.34,null,null,301]
["1977-08-21",3189.92,null,null,303]
["1977-08-20",3190.34,null,null,303]
["1977-08-19",3190.75,null,null,303]
["1977-08-18",3191.11,null,null,303]
["1977-08-17",3191.46,null,null,303]
["1977-08-16",3191.92,null,null,303]
["1977-08-15",3192.21,null,null,303]
["1977-08-14",3192.6,null,null,303]
["1977-08-13",3192.94,null,null,303]
["1977-08-12",3193.37,null,null,316]
["1977-08-11",3193.74,null,null,332]
["1977-08-10",3194.21,null,null,332]
["1977-08-09",3194.61,null,null,332]
["1977-08-08",3194.96,null,null,332]
["1977-08-07",3195.3,null,null,332]
["1977-08-06",3195.72,null,null,332]
["1977-08-05",3196.1,null,null,332]
["1977-08-04",3196.35,null,null,332]
["1977-08-03",3196.97,null,null,338]
["1977-08-02",3197.41,null,null,340]
["1977-08-01",3197.77,null,null,316]
["1977-07-31",3198.06,null,null,314]
["1977-07-30",3198.43,null,null,314]
["1977-07-29",3198.78,null,null,314]
["1977-07-28",3199.16,null,null,314]
["1977-07-27",3199.63,null,null,316]
["1977-07-26",3199.9,null,null,316]
["1977-07-25",3200.3,null,null,329]
["1977-07-24",3200.6,null,null,346]
["1977-07-23",3201.1,null,null,346]
["1977-07-22",3201.3,null,null,338]
["1977-07-21",3201.72,null,null,329]
["1977-07-20",3202.12,null,null,329]
["1977-07-19",3202.45,null,null,329]
["1977-07-18",3202.78,null,null,332]
["1977-07-17",3203.16,null,null,332]
["1977-07-16",3203.48,null,null,332]
["1977-07-15",3203.8,null,null,327]
["1977-07-14",3204.2,null,null,319]
["1977-07-13",3204.52,null,null,319]
["1977-07-12",3204.92,null,null,319]
["1977-07-11",3205.28,null,null,322]
["1977-07-10",3205.5,null,null,322]
["1977-07-09",3205.82,null,null,322]
["1977-07-08",3206.19,null,null,322]
["1977-07-07",3206.48,null,null,314]
["1977-07-06",3206.78,null,null,235]
["1977-07-05",3207,null,null,193]
["1977-07-04",3207.22,null,null,193]
["1977-07-03",3207.45,null,null,193]
["1977-07-02",3207.7,null,null,193]
["1977-07-01",3207.95,null,null,193]
["1977-06-30",3208.2,null,null,193]
["1977-06-29",3208.35,null,null,193]
["1977-06-28",3208.55,null,null,193]
["1977-06-27",3208.72,null,null,199]
["1977-06-26",3208.9,null,null,205]
["1977-06-25",3209.1,null,null,205]
["1977-06-24",3209.32,null,null,203]
["1977-06-23",3209.52,null,null,203]
["1977-06-22",3209.72,null,null,203]
["1977-06-21",3209.93,null,null,203]
["1977-06-20",3210.1,null,null,203]
["1977-06-19",3210.35,null,null,240]
["1977-06-18",3210.65,null,null,309]
["1977-06-17",3210.98,null,null,340]
["1977-06-16",3211.2,null,null,378]
["1977-06-15",3211.54,null,null,378]
["1977-06-14",3211.88,null,null,378]
["1977-06-13",3212.2,null,null,363]
["1977-06-12",3212.48,null,null,340]
["1977-06-11",3212.75,null,null,340]
["1977-06-10",3213,null,null,340]
["1977-06-09",3213.25,null,null,340]
["1977-06-08",3213.52,null,null,340]
["1977-06-07",3213.79,null,null,340]
["1977-06-06",3214.04,null,null,340]
["1977-06-05",3214.32,null,null,343]
["1977-06-04",3214.53,null,null,343]
["1977-06-03",3214.8,null,null,338]
["1977-06-02",3215.07,null,null,327]
["1977-06-01",3215.35,null,null,306]
["1977-05-31",3215.61,null,null,251]
["1977-05-30",3215.81,null,null,226]
["1977-05-29",3215.91,null,null,226]
["1977-05-28",3215.91,null,null,176]
["1977-05-27",3215.84,null,null,103]
["1977-05-26",3215.84,null,null,103]
["1977-05-25",3215.83,null,null,103]
["1977-05-24",3215.81,null,null,103]
["1977-05-23",3215.78,null,null,103]
["1977-05-22",3215.78,null,null,103]
["1977-05-21",3215.77,null,null,103]
["1977-05-20",3215.77,null,null,89]
["1977-05-19",3215.64,null,null,79]
["1977-05-18",3215.59,null,null,79]
["1977-05-17",3215.5,null,null,79]
["1977-05-16",3215.37,null,null,79]
["1977-05-15",3215.22,null,null,79]
["1977-05-14",3215.06,null,null,79]
["1977-05-13",3214.74,null,null,79]
["1977-05-12",3214.27,null,null,78]
["1977-05-11",3213.33,null,null,78]
["1977-05-10",3213.13,null,null,118]
["1977-05-09",3213.23,null,null,165]
["1977-05-08",3213.24,null,null,165]
["1977-05-07",3213.35,null,null,165]
["1977-05-06",3213.35,null,null,173]
["1977-05-05",3213.44,null,null,176]
["1977-05-04",3213.56,null,null,176]
["1977-05-03",3213.72,null,null,176]
["1977-05-02",3213.84,null,null,189]
["1977-05-01",3213.88,null,null,203]
["1977-04-30",3214.03,null,null,203]
["1977-04-29",3214.18,null,null,203]
["1977-04-28",3214.35,null,null,203]
["1977-04-27",3214.46,null,null,171]
["1977-04-26",3214.6,null,null,160]
["1977-04-25",3214.69,null,null,160]
["1977-04-24",3214.86,null,null,158]
["1977-04-23",3214.91,null,null,158]
["1977-04-22",3215.04,null,null,158]
["1977-04-21",3215.15,null,null,158]
["1977-04-20",3215.15,null,null,158]
["1977-04-19",3215.25,null,null,158]
["1977-04-18",3215.34,null,null,158]
["1977-04-17",3215.4,null,null,158]
["1977-04-16",3215.46,null,null,158]
["1977-04-15",3215.46,null,null,146]
["1977-04-14",3215.42,null,null,139]
["1977-04-13",3215.41,null,null,140]
["1977-04-12",3215.4,null,null,114]
["1977-04-11",3215.34,null,null,98]
["1977-04-10",3215.32,null,null,98]
["1977-04-09",3215.24,null,null,114]
["1977-04-08",3215.16,null,null,68]
["1977-04-07",3214.93,null,null,35]
["1977-04-06",3214.72,null,null,35]
["1977-04-05",3214.61,null,null,35]
["1977-04-04",3214.51,null,null,35]
["1977-04-03",3214.41,null,null,35]
["1977-04-02",3214.35,null,null,34]
["1977-04-01",3214.33,null,null,34]
["1977-03-31",3214.33,null,null,35]
["1977-03-30",3214.25,null,null,35]
["1977-03-29",3214.22,null,null,34]
["1977-03-28",3214.14,null,null,35]
["1977-03-27",3214.13,null,null,35]
["1977-03-26",3214.07,null,null,35]
["1977-03-25",3214.02,null,null,35]
["1977-03-24",3213.92,null,null,35]
["1977-03-23",3213.9,null,null,35]
["1977-03-22",3213.84,null,null,35]
["1977-03-21",3213.8,null,null,35]
["1977-03-20",3213.76,null,null,35]
["1977-03-19",3213.74,null,null,35]
["1977-03-18",3213.61,null,null,35]
["1977-03-17",3213.58,null,null,35]
["1977-03-16",3213.53,null,null,34]
["1977-03-15",3213.51,null,null,34]
["1977-03-14",3213.48,null,null,34]
["1977-03-13",3213.41,null,null,34]
["1977-03-12",3213.38,null,null,34]
["1977-03-11",3213.31,null,null,34]
["1977-03-10",3213.24,null,null,34]
["1977-03-09",3213.15,null,null,34]
["1977-03-08",3213.08,null,null,34]
["1977-03-07",3213.05,null,null,34]
["1977-03-06",3213,null,null,34]
["1977-03-05",3213,null,null,34]
["1977-03-04",3212.9,null,null,34]
["1977-03-03",3212.87,null,null,35]
["1977-03-02",3212.77,null,null,35]
["1977-03-01",3212.75,null,null,35]
["1977-02-28",3212.73,null,null,35]
["1977-02-27",3212.57,null,null,35]
["1977-02-26",3212.55,null,null,35]
["1977-02-25",3212.53,null,null,35]
["1977-02-24",3212.47,null,null,35]
["1977-02-23",3212.45,null,null,35]
["1977-02-22",3212.43,null,null,34]
["1977-02-21",3212.36,null,null,34]
["1977-02-20",3212.33,null,null,34]
["1977-02-19",3212.25,null,null,34]
["1977-02-18",3212.17,null,null,34]
["1977-02-17",3212.15,null,null,34]
["1977-02-16",3212.07,null,null,34]
["1977-02-15",3212,null,null,34]
["1977-02-14",3211.95,null,null,34]
["1977-02-13",3211.87,null,null,34]
["1977-02-12",3211.8,null,null,34]
["1977-02-11",3211.75,null,null,34]
["1977-02-10",3211.73,null,null,34]
["1977-02-09",3211.65,null,null,34]
["1977-02-08",3211.57,null,null,34]
["1977-02-07",3211.54,null,null,34]
["1977-02-06",3211.47,null,null,34]
["1977-02-05",3211.45,null,null,34]
["1977-02-04",3211.4,null,null,34]
["1977-02-03",3211.37,null,null,33]
["1977-02-02",3211.35,null,null,34]
["1977-02-01",3211.33,null,null,34]
["1977-01-31",3211.3,null,null,38]
["1977-01-30",3211.27,null,null,42]
["1977-01-29",3211.25,null,null,42]
["1977-01-28",3211.25,null,null,39]
["1977-01-27",3211.23,null,null,38]
["1977-01-26",3211.23,null,null,38]
["1977-01-25",3211.2,null,null,38]
["1977-01-24",3211.15,null,null,38]
["1977-01-23",3211.1,null,null,38]
["1977-01-22",3211.05,null,null,38]
["1977-01-21",3211.03,null,null,38]
["1977-01-20",3211,null,null,52]
["1977-01-19",3210.96,null,null,62]
["1977-01-18",3210.95,null,null,62]
["1977-01-17",3210.95,null,null,62]
["1977-01-16",3210.95,null,null,62]
["1977-01-15",3210.95,null,null,61]
["1977-01-14",3210.95,null,null,61]
["1977-01-13",3210.95,null,null,61]
["1977-01-12",3210.96,null,null,61]
["1977-01-11",3210.96,null,null,61]
["1977-01-10",3210.96,null,null,61]
["1977-01-09",3211,null,null,61]
["1977-01-08",3211.02,null,null,61]
["1977-01-07",3211.03,null,null,61]
["1977-01-06",3211.07,null,null,61]
["1977-01-05",3211.09,null,null,61]
["1977-01-04",3211.1,null,null,62]
["1977-01-03",3211.1,null,null,62]
["1977-01-02",3211.1,null,null,62]
["1977-01-01",3211.1,null,null,62]
["1976-12-31",3211.1,null,null,63]
["1976-12-30",3211.1,null,null,64]
["1976-12-29",3211.1,null,null,63]
["1976-12-28",3211.1,null,null,63]
["1976-12-27",3211.1,null,null,75]
["1976-12-26",3211.1,null,null,88]
["1976-12-25",3211.15,null,null,88]
["1976-12-24",3211.17,null,null,88]
["1976-12-23",3211.18,null,null,89]
["1976-12-22",3211.2,null,null,89]
["1976-12-21",3211.2,null,null,89]
["1976-12-20",3211.21,null,null,89]
["1976-12-19",3211.28,null,null,88]
["1976-12-18",3211.3,null,null,86]
["1976-12-17",3211.3,null,null,77]
["1976-12-16",3211.36,null,null,91]
["1976-12-15",3211.38,null,null,91]
["1976-12-14",3211.38,null,null,91]
["1976-12-13",3211.38,null,null,80]
["1976-12-12",3211.35,null,null,64]
["1976-12-11",3211.35,null,null,64]
["1976-12-10",3211.35,null,null,64]
["1976-12-09",3211.33,null,null,64]
["1976-12-08",3211.33,null,null,65]
["1976-12-07",3211.28,null,null,66]
["1976-12-06",3211.23,null,null,66]
["1976-12-05",3211.23,null,null,57]
["1976-12-04",3211.2,null,null,50]
["1976-12-03",3211.18,null,null,50]
["1976-12-02",3211.1,null,null,50]
["1976-12-01",3211.05,null,null,49]
["1976-11-30",3211.05,null,null,59]
["1976-11-29",3211.06,null,null,64]
["1976-11-28",3211.07,null,null,64]
["1976-11-27",3211.07,null,null,86]
["1976-11-26",3211.1,null,null,97]
["1976-11-25",3211.12,null,null,97]
["1976-11-24",3211.15,null,null,97]
["1976-11-23",3211.18,null,null,98]
["1976-11-22",3211.18,null,null,98]
["1976-11-21",3211.18,null,null,63]
["1976-11-20",3211.1,null,null,48]
["1976-11-19",3211.05,null,null,49]
["1976-11-18",3211.02,null,null,48]
["1976-11-17",3210.99,null,null,48]
["1976-11-16",3210.93,null,null,48]
["1976-11-15",3210.93,null,null,48]
["1976-11-14",3210.92,null,null,162]
["1976-11-13",3211.01,null,null,240]
["1976-11-12",3211.19,null,null,240]
["1976-11-11",3211.31,null,null,244]
["1976-11-10",3211.42,null,null,245]
["1976-11-09",3211.51,null,null,245]
["1976-11-08",3211.66,null,null,245]
["1976-11-07",3211.8,null,null,245]
["1976-11-06",3211.95,null,null,200]
["1976-11-05",3212.1,null,null,145]
["1976-11-04",3212.2,null,null,145]
["1976-11-03",3212.23,null,null,145]
["1976-11-02",3212.35,null,null,145]
["1976-11-01",3212.4,null,null,200]
["1976-10-31",3212.4,null,null,245]
["1976-10-30",3212.6,null,null,245]
["1976-10-29",3212.78,null,null,245]
["1976-10-28",3212.93,null,null,245]
["1976-10-27",3213.1,null,null,245]
["1976-10-26",3213.16,null,null,245]
["1976-10-25",3213.3,null,null,245]
["1976-10-24",3213.43,null,null,245]
["1976-10-23",3213.59,null,null,245]
["1976-10-22",3213.73,null,null,245]
["1976-10-21",3213.92,null,null,245]
["1976-10-20",3214.05,null,null,245]
["1976-10-19",3214.21,null,null,245]
["1976-10-18",3214.36,null,null,244]
["1976-10-17",3214.53,null,null,244]
["1976-10-16",3214.7,null,null,244]
["1976-10-15",3214.85,null,null,244]
["1976-10-14",3215.06,null,null,244]
["1976-10-13",3215.2,null,null,246]
["1976-10-12",3215.36,null,null,246]
["1976-10-11",3215.52,null,null,246]
["1976-10-10",3215.7,null,null,246]
["1976-10-09",3215.91,null,null,246]
["1976-10-08",3216.03,null,null,246]
["1976-10-07",3216.24,null,null,246]
["1976-10-06",3216.39,null,null,246]
["1976-10-05",3216.5,null,null,246]
["1976-10-04",3216.6,null,null,246]
["1976-10-03",3216.7,null,null,246]
["1976-10-02",3216.84,null,null,246]
["1976-10-01",3216.99,null,null,246]